## Tabelle1
Artikelnummer/Item code | Herstellernummer/ Manufacturer's item code | Artikelbezeichnung Deutsch | Description English | Herstellername/ Manufacturer | Menge/Qty | Einheit/UOM | Bezeichnung VE/ Description UOM | Listenpreis/List price | Währung/ Currency | Gültig ab/Valid from | Gültig bis/Valid until
2655978 | BS-010117-AAG | Multi Bio RS-24, Programmable rotator Extendedbase, Biosan white, 230VAC/12VDC Euro plug | Multi Bio RS-24, Programmable rotator Extendedbase, Biosan white, 230VAC/12VDC Euro plug | Biosan | 1 | STK | STK/1 | 650 | EUR | 2025-01-01 | 2025-12-31
2655979 | BS-010117-IK | PRS-10, Platform for 10x50 ml | PRS-10, Platform for 10x50 ml | Biosan | 1 | STK | STK/1 | 58 | EUR | 2025-01-01 | 2025-12-31
2655980 | BS-010117-JK | PRSC-10, Platform for 10x50 ml | PRSC-10, Platform for 10x50 ml | Biosan | 1 | STK | STK/1 | 130 | EUR | 2025-01-01 | 2025-12-31
2655981 | BS-010117-LK | PRSC-22, Platform for 22x15 ml tubes | PRSC-22, Platform for 22x15 ml tubes | Biosan | 1 | STK | STK/1 | 130 | EUR | 2025-01-01 | 2025-12-31
2656745 | BS-040102-AAA | DNA/RNA UV-Reinigungsbox | DNA/RNA UV-cleaner box | Biosan | 1 | STK | STK/1 | 2155 | EUR | 2025-01-01 | 2025-12-31
2656870 | BS-010210-TAH | MSV-3500, Multi-vortex with 4platforms-SV-16/8,SV-10/10,SV-8/15,SV-4/30,Biosan white, 100-250VAC/12VDC Euro plug | MSV-3500, Multi-vortex with 4 platforms-SV-16/8,SV-10/10,SV-8/15,SV-4/30, Biosan white, 100-250VAC/12VDC Euro plug | Biosan | 1 | STK | STK/1 | 545 | EUR | 2025-01-01 | 2025-12-31
2656871 | BS-010210-CK | SV-16/8, platform with 16/8/8 sockets for1.5/0.5/0.2 ml microtest tubes | SV-16/8, platform with 16/8/8 sockets for 1.5/0.5/0.2 ml microtest tubes | Biosan | 1 | STK | STK/1 | 32 | EUR | 2025-01-01 | 2025-12-31
2656872 | BS-010210-DK | SV-8/15, platform for 8 x 15 ml (16 mm) tubes | SV-8/15, platform for 8 x 15 ml (16 mm) tubes | Biosan | 1 | STK | STK/1 | 32 | EUR | 2025-01-01 | 2025-12-31
2656873 | BS-010210-BK | SV-10/10, platform for 10 x 10 ml (12 mm) tubes | SV-10/10, platform for 10 x 10 ml (12 mm) tubes | Biosan | 1 | STK | STK/1 | 32 | EUR | 2025-01-01 | 2025-12-31
2656916 | BS-010412-AAA | Bio TDB-100, Dry-BlockThermostat Biosan white,230VAC 50Hz Euro plug | Bio TDB-100, Dry-BlockThermostat Biosan white,230VAC 50Hz Euro plug | Biosan | 1 | STK | STK/1 | 677 | EUR | 2025-01-01 | 2025-12-31
2657596 | BS-010219-A02 | CVP-2, Centrifuge - vortex for PCR plates Biosanwhite, 100-240VAC/12VDC Euro plug | CVP-2, Centrifuge - vortex for PCR plates Biosanwhite, 100-240VAC/12VDC Euro plug | Biosan | 1 | STK | STK/1 | 1300 | EUR | 2025-01-01 | 2025-12-31
2657646 | BS-010151-AAG | 3D, Sunflower Mini-Shaker Biosan white,230VAC/12VDC Euro plug, Direct Drive | 3D, Sunflower Mini-Shaker Biosan white,230VAC/12VDC Euro plug, Direct Drive | Biosan | 1 | STK | STK/1 | 400 | EUR | 2025-01-01 | 2025-12-31
2657727 | BS-050109-AAA | DEN-600, Photometer Biosan white,100-250VAC/12VDC Euro plug | DEN-600, Photometer Biosan white, 100-250VAC/12VDC Euro plug | Biosan | 1 | STK | STK/1 | 945 | EUR | 2025-01-01 | 2025-12-31
2657730 | BS-010145-AK | UP-330, Universal platform | UP-330, Universal platform | Biosan | 1 | STK | STK/1 | 500 | EUR | 2025-01-01 | 2025-12-31
2657731 | BS-010145-ACI | PSU-20i, Orbital Multi Shaker Biosan white,100-240VAC/12VDC Euro plug | PSU-20i, Orbital Multi Shaker Biosan white, 100-240VAC/12VDC Euro plug | Biosan | 1 | STK | STK/1 | 1515 | EUR | 2025-01-01 | 2025-12-31
2658585 | BS-010135-FK | PP-400, flat platform with non-slip silicon mat | PP-400, flat platform with non-slip silicon mat | Biosan | 1 | STK | STK/1 | 180 | EUR | 2025-01-01 | 2025-12-31
2658586 | BS-010135-AAA | ES-20/60, Shaker-incubator Biosan white, 230VAC50Hz Euro plug | ES-20/60, Shaker-incubator Biosan white, 230VAC50Hz Euro plug | Biosan | 1 | STK | STK/1 | 4020 | EUR | 2025-01-01 | 2025-12-31
2658632 | BS-040104-A06 | UVC/T-M-AR, DNA/RNA UV-Cleaner Box | UVC/T-M-AR, DNA/RNA UV-Cleaner Box | Biosan | 1 | STK | STK/1 | 2720 | EUR | 2025-01-01 | 2025-12-31
3765324 | BS-010152-AAG | MR-1, Mini-rocker Shaker Biosan white,230VAC/12VDC Euro plug, Direct Drive | MR-1, Mini-rocker Shaker Biosan white,230VAC/12VDC Euro plug, Direct Drive | Biosan | 1 | STK | STK/1 | 526 | EUR | 2025-01-01 | 2025-12-31
3765325 | PDM | PDM, Dimpled mat | PDM, Dimpled mat | Biosan | 1 | STK | STK/1 | 35 | EUR | 2025-01-01 | 2025-12-31
3765326 | BS-010107-BK | IQOQ documentation for MR-1 | IQOQ documentation for MR-1 | Biosan | 1 | STK | STK/1 | 180 | EUR | 2025-01-01 | 2025-12-31
3765327 | BS-010107-CK | PQ documentation for MR-1 | PQ documentation for MR-1 | Biosan | 1 | STK | STK/1 | 95 | EUR | 2025-01-01 | 2025-12-31
3765328 | BS-010130-AAI | MR-12, Rocker-Shaker Biosan white,100-240VAC/12VDC Euro plug | MR-12, Rocker-Shaker Biosan white, 100-240VAC/12VDC Euro plug | Biosan | 1 | STK | STK/1 | 1313 | EUR | 2025-01-01 | 2025-12-31
3765329 | BS-010130-BK | IQOQ documentation for MR-12 | IQOQ documentation for MR-12 | Biosan | 1 | STK | STK/1 | 200 | EUR | 2025-01-01 | 2025-12-31
3765330 | BS-010130-CK | PQ documentation for MR-12 | PQ documentation for MR-12 | Biosan | 1 | STK | STK/1 | 110 | EUR | 2025-01-01 | 2025-12-31
3765331 | BS-010151-AK | IQOQ documentation for 3D | IQOQ documentation for 3D | Biosan | 1 | STK | STK/1 | 180 | EUR | 2025-01-01 | 2025-12-31
3765332 | BS-010151-BK | PQ documentation for 3D | PQ documentation for 3D | Biosan | 1 | STK | STK/1 | 95 | EUR | 2025-01-01 | 2025-12-31
3765333 | BS-010125-AAG | Multi Bio 3D, Programmable Shaker Biosan white,230VAC/12VDC Euro plug | Multi Bio 3D, Programmable Shaker Biosan white,230VAC/12VDC Euro plug | Biosan | 1 | STK | STK/1 | 692 | EUR | 2025-01-01 | 2025-12-31
3765334 | BS-010125-BK | IQOQ documentation for Multi Bio 3D | IQOQ documentation for Multi Bio 3D | Biosan | 1 | STK | STK/1 | 200 | EUR | 2025-01-01 | 2025-12-31
3765335 | BS-010125-CK | PQ documentation for Multi Bio 3D | PQ documentation for Multi Bio 3D | Biosan | 1 | STK | STK/1 | 110 | EUR | 2025-01-01 | 2025-12-31
3765336 | BS-010144-AAN | PSU-10i, Orbital Multi Shaker Biosan white,230VAC/12VDC Euro plug | PSU-10i, Orbital Multi Shaker Biosan white,230VAC/12VDC Euro plug | Biosan | 1 | STK | STK/1 | 909 | EUR | 2025-01-01 | 2025-12-31
3765337 | BS-010108-AK | UP-12, Universal platform | UP-12, Universal platform | Biosan | 1 | STK | STK/1 | 170 | EUR | 2025-01-01 | 2025-12-31
3765338 | BS-010108-FK | HB-200, Additional holding bar for UP-12 | HB-200, Additional holding bar for UP-12 | Biosan | 1 | STK | STK/1 | 25 | EUR | 2025-01-01 | 2025-12-31
3765339 | BS-010116-AK | Bio PP-4, Flat platform with non-slip silicon mat | Bio PP-4, Flat platform with non-slip silicon mat | Biosan | 1 | STK | STK/1 | 60 | EUR | 2025-01-01 | 2025-12-31
3765340 | BS-010108-EK | P-12/100, Platform for 100-150 ml flasks (12places) | P-12/100, Platform for 100-150 ml flasks (12places) | Biosan | 1 | STK | STK/1 | 245 | EUR | 2025-01-01 | 2025-12-31
3765341 | BS-010108-DK | P-6/250, Platform for 250-300 ml flasks (6 places) | P-6/250, Platform for 250-300 ml flasks (6 places) | Biosan | 1 | STK | STK/1 | 250 | EUR | 2025-01-01 | 2025-12-31
3765342 | BS-010116-BK | P-16/88, Platform with spring holders for 88tubes 16 mm diameter | P-16/88, Platform with spring holders for 88tubes 16 mm diameter | Biosan | 1 | STK | STK/1 | 285 | EUR | 2025-01-01 | 2025-12-31
3765343 | BS-010144-AK | IQOQ documentation for PSU-10i | IQOQ documentation for PSU-10i | Biosan | 1 | STK | STK/1 | 200 | EUR | 2025-01-01 | 2025-12-31
3765344 | BS-010144-BK | PQ documentation for PSU-10i | PQ documentation for PSU-10i | Biosan | 1 | STK | STK/1 | 110 | EUR | 2025-01-01 | 2025-12-31
3765345 | BS-010145-BK | HB-330, Additional holding bar for UP-330 | HB-330, Additional holding bar for UP-330 | Biosan | 1 | STK | STK/1 | 65 | EUR | 2025-01-01 | 2025-12-31
3765346 | BS-010135-BK | P-30/100, Platform for 30x100 ml flasks | P-30/100, Platform for 30x100 ml flasks | Biosan | 1 | STK | STK/1 | 565 | EUR | 2025-01-01 | 2025-12-31
3765347 | BS-010135-CK | P-16/250, Platform for 16x250 ml flasks | P-16/250, Platform for 16x250 ml flasks | Biosan | 1 | STK | STK/1 | 460 | EUR | 2025-01-01 | 2025-12-31
3765348 | BS-010135-AK | P-9/500, Platform for 9x500 ml flasks | P-9/500, Platform for 9x500 ml flasks | Biosan | 1 | STK | STK/1 | 410 | EUR | 2025-01-01 | 2025-12-31
3765349 | BS-010135-DK | P-6/1000, Platform for 6x1000 ml flasks | P-6/1000, Platform for 6x1000 ml flasks | Biosan | 1 | STK | STK/1 | 455 | EUR | 2025-01-01 | 2025-12-31
3765350 | BS-010126-BK | PP-20, flat platform with rubber pad | PP-20, flat platform with rubber pad | Biosan | 1 | STK | STK/1 | 140 | EUR | 2025-01-01 | 2025-12-31
3765351 | BS-010126-CK | PP-20/2, 2-level flat platform with rubber pad | PP-20/2, 2-level flat platform with rubber pad | Biosan | 1 | STK | STK/1 | 310 | EUR | 2025-01-01 | 2025-12-31
3765352 | BS-010126-DK | PP-20/3, 3-level flat platform with rubber pad | PP-20/3, 3-level flat platform with rubber pad | Biosan | 1 | STK | STK/1 | 410 | EUR | 2025-01-01 | 2025-12-31
3765353 | BS-010126-EK | PP-20/4, 4-level flat platform with rubber pad | PP-20/4, 4-level flat platform with rubber pad | Biosan | 1 | STK | STK/1 | 510 | EUR | 2025-01-01 | 2025-12-31
3765354 | BS-010135-JK | UP-168, Universal platform for different flasks | UP-168, Universal platform for different flasks | Biosan | 1 | STK | STK/1 | 205 | EUR | 2025-01-01 | 2025-12-31
3765355 | BS-010126-MK | FC-50, Clamp stainless steel for flask 50 ml | FC-50, Clamp stainless steel for flask 50 ml | Biosan | 1 | STK | STK/1 | 25 | EUR | 2025-01-01 | 2025-12-31
3765356 | BS-010126-HK | FC-100, Clamp stainless steel for flask 100 ml | FC-100, Clamp stainless steel for flask 100 ml | Biosan | 1 | STK | STK/1 | 25 | EUR | 2025-01-01 | 2025-12-31
3765357 | BS-010126-IK | FC-1000, Clamp stainless steel for flask 1000 ml | FC-1000, Clamp stainless steel for flask 1000 ml | Biosan | 1 | STK | STK/1 | 43 | EUR | 2025-01-01 | 2025-12-31
3765358 | BS-010126-NK | FC-2000, Clamp stainless steel for flask 2000 ml | FC-2000, Clamp stainless steel for flask 2000 ml | Biosan | 1 | STK | STK/1 | 53 | EUR | 2025-01-01 | 2025-12-31
3765359 | BS-010126-JK | FC-250, Clamp stainless steel for flask 250 ml | FC-250, Clamp stainless steel for flask 250 ml | Biosan | 1 | STK | STK/1 | 30 | EUR | 2025-01-01 | 2025-12-31
3765360 | BS-010126-LK | FC-500, Clamp stainless steel for flask 500 ml | FC-500, Clamp stainless steel for flask 500 ml | Biosan | 1 | STK | STK/1 | 37 | EUR | 2025-01-01 | 2025-12-31
3765361 | BS-010135-KK | TR-21/50, adjustable angle test tube rack for upto 21 tubes 50 ml | TR-21/50, adjustable angle test tube rack for upto 21 tubes 50 ml | Biosan | 1 | STK | STK/1 | 180 | EUR | 2025-01-01 | 2025-12-31
3765362 | BS-010135-LK | TR-44/15, adjustable angle test tube rack for upto 44 tubes 15 ml | TR-44/15, adjustable angle test tube rack for upto 44 tubes 15 ml | Biosan | 1 | STK | STK/1 | 180 | EUR | 2025-01-01 | 2025-12-31
3765363 | BS-010145-CK | IQOQ documentation for PSU-20i | IQOQ documentation for PSU-20i | Biosan | 1 | STK | STK/1 | 200 | EUR | 2025-01-01 | 2025-12-31
3765364 | BS-010145-DK | PQ documentation for PSU-20i | PQ documentation for PSU-20i | Biosan | 1 | STK | STK/1 | 110 | EUR | 2025-01-01 | 2025-12-31
3765365 | BS-010216-A03 | MPS-1, High-Speed Multi Plate Shaker-VortexBiosan white, 100-240 VAC/12 VDC Euro plug | MPS-1, High-Speed Multi Plate Shaker-VortexBiosan white, 100-240 VAC/12 VDC Euro plug | Biosan | 1 | STK | STK/1 | 990 | EUR | 2025-01-01 | 2025-12-31
3765366 | BS-010216-DK | P-02/05, Platform for 24 microtest tubes 0,5 mland 48 microtest tubes 0,2 ml | P-02/05, Platform for 24 microtest tubes 0,5 mland 48 microtest tubes 0,2 ml | Biosan | 1 | STK | STK/1 | 47 | EUR | 2025-01-01 | 2025-12-31
3765367 | BS-010216-CK | P-02/96, Platform for semi-/unskirted PCR plateor 96 microtest tubes 0,2 ml | P-02/96, Platform for semi-/unskirted PCR plateor 96 microtest tubes 0,2 ml | Biosan | 1 | STK | STK/1 | 47 | EUR | 2025-01-01 | 2025-12-31
3765368 | BS-010216-BK | P-05/32, Platform for 32 microtest tubes 0,5 ml | P-05/32, Platform for 32 microtest tubes 0,5 ml | Biosan | 1 | STK | STK/1 | 48 | EUR | 2025-01-01 | 2025-12-31
3765369 | BS-010216-AK | P-2/24, Platform for 24 microtest tubes 1,5-2 ml | P-2/24, Platform for 24 microtest tubes 1,5-2 ml | Biosan | 1 | STK | STK/1 | 47 | EUR | 2025-01-01 | 2025-12-31
3765370 | BS-010216-EK | IQOQ documentation for MPS-1 | IQOQ documentation for MPS-1 | Biosan | 1 | STK | STK/1 | 200 | EUR | 2025-01-01 | 2025-12-31
3765371 | BS-010216-FK | PQ documentation for MPS-1 | PQ documentation for MPS-1 | Biosan | 1 | STK | STK/1 | 110 | EUR | 2025-01-01 | 2025-12-31
3765372 | BS-010216-A11 | MPS-1, High-Speed Multi Plate Shaker-VortexBiosan white, 100-240VAC/12VDC Euro plug, withP-02/05, P-02/96, P-05/32, P-2/24 platforms | MPS-1, High-Speed Multi Plate Shaker-VortexBiosan white, 100-240VAC/12VDC Euro plug, with P-02/05, P-02/96, P-05/32, P-2/24 platforms | Biosan | 1 | STK | STK/1 | 1080 | EUR | 2025-01-01 | 2025-12-31
3765373 | BS-010155-AAG | PSU-2T Direct Drive, Mini-shaker for immunologyBiosan white, 230VAC/12VDC Euro plug | PSU-2T Direct Drive, Mini-shaker for immunologyBiosan white, 230VAC/12VDC Euro plug | Biosan | 1 | STK | STK/1 | 505 | EUR | 2025-01-01 | 2025-12-31
3765374 | BS-010102-AK | IPP-4, Platform for 4 microtest plates | IPP-4, Platform for 4 microtest plates | Biosan | 1 | STK | STK/1 | 51 | EUR | 2025-01-01 | 2025-12-31
3765375 | BS-010155-AK | IQOQ documentation for PSU-2T | IQOQ documentation for PSU-2T | Biosan | 1 | STK | STK/1 | 180 | EUR | 2025-01-01 | 2025-12-31
3765376 | BS-010155-BK | PQ documentation for PSU-2T | PQ documentation for PSU-2T | Biosan | 1 | STK | STK/1 | 95 | EUR | 2025-01-01 | 2025-12-31
3765377 | BS-010117-HK | PRS-5/12, Platform for 5x50 ml and 12x1,5-15mltubes | PRS-5/12, Platform for 5x50 ml and 12x1,5-15mltubes | Biosan | 1 | STK | STK/1 | 58 | EUR | 2025-01-01 | 2025-12-31
3765378 | BS-010149-DK | PRS-1DP, platform for 1 microplate or rack fortall tubes 0.5 and 1 ml | PRS-1DP, platform for 1 microplate or rack fortall tubes 0.5 and 1 ml | Biosan | 1 | STK | STK/1 | 145 | EUR | 2025-01-01 | 2025-12-31
3765379 | BS-010117-PK | M-8/50, Platform for 8 x 50ml tubes (forHydridization Reaction) | M-8/50, Platform for 8 x 50ml tubes (forHydridization Reaction) | Biosan | 1 | STK | STK/1 | 105 | EUR | 2025-01-01 | 2025-12-31
3765380 | BS-010117-MK | IQOQ documentation for Multi Bio RS-24 | IQOQ documentation for Multi Bio RS-24 | Biosan | 1 | STK | STK/1 | 200 | EUR | 2025-01-01 | 2025-12-31
3765381 | BS-010117-NK | PQ documentation for Multi Bio RS-24 | PQ documentation for Multi Bio RS-24 | Biosan | 1 | STK | STK/1 | 110 | EUR | 2025-01-01 | 2025-12-31
3765382 | BS-010118-AAI | Multi RS-60, Programmable rotator Biosan white,100-240VAC/24VDC Euro plug | Multi RS-60, Programmable rotator Biosan white,100-240VAC/24VDC Euro plug | Biosan | 1 | STK | STK/1 | 930 | EUR | 2025-01-01 | 2025-12-31
3765383 | BS-010118-AK | PRS-8/22, Platform for 8x50 ml and 22x2-15ml tubes | PRS-8/22, Platform for 8x50 ml and 22x2-15ml tubes | Biosan | 1 | STK | STK/1 | 95 | EUR | 2025-01-01 | 2025-12-31
3765384 | BS-010118-BK | PRS-14, platform for 14 x 50 ml tubes | PRS-14, platform for 14 x 50 ml tubes | Biosan | 1 | STK | STK/1 | 95 | EUR | 2025-01-01 | 2025-12-31
3765385 | BS-010118-DK | IQOQ documentation for Multi RS-60 | IQOQ documentation for Multi RS-60 | Biosan | 1 | STK | STK/1 | 200 | EUR | 2025-01-01 | 2025-12-31
3765386 | BS-010118-EK | PQ documentation for Multi RS-60 | PQ documentation for Multi RS-60 | Biosan | 1 | STK | STK/1 | 110 | EUR | 2025-01-01 | 2025-12-31
3765387 | BS-010133-AAG | Bio RS-24, Mini-rotator Biosan white,230VAC/12VDC Euro plug | Bio RS-24, Mini-rotator Biosan white,230VAC/12VDC Euro plug | Biosan | 1 | STK | STK/1 | 445 | EUR | 2025-01-01 | 2025-12-31
3765388 | BS-010117-EK | PRSC-18, Platform for Bio RS-24 or forDISCONTINUED version of MultiBioRS-24 | PRSC-18, Platform for Bio RS-24 or forDISCONTINUED version of MultiBioRS-24 | Biosan | 1 | STK | STK/1 | 95 | EUR | 2025-01-01 | 2025-12-31
3765389 | BS-010117-AK | PRS-4/12, Platform for Bio RS-24 or forDISCONTINUED version of MultiBioRS-24 | PRS-4/12, Platform for Bio RS-24 or forDISCONTINUED version of MultiBioRS-24 | Biosan | 1 | STK | STK/1 | 48 | EUR | 2025-01-01 | 2025-12-31
3765390 | BS-010133-BK | IQOQ documentation for Bio RS-24 | IQOQ documentation for Bio RS-24 | Biosan | 1 | STK | STK/1 | 180 | EUR | 2025-01-01 | 2025-12-31
3765391 | BS-010133-CK | PQ documentation for Bio RS-24 | PQ documentation for Bio RS-24 | Biosan | 1 | STK | STK/1 | 95 | EUR | 2025-01-01 | 2025-12-31
3765392 | BS-010203-AAG | V-1 plus, Personal Vortex Biosan white,230VAC/12VDC Euro plug | V-1 plus, Personal Vortex Biosan white,230VAC/12VDC Euro plug | Biosan | 1 | STK | STK/1 | 245 | EUR | 2025-01-01 | 2025-12-31
3765393 | BS-010203-BK | IQOQ documentation for V-1 | IQOQ documentation for V-1 | Biosan | 1 | STK | STK/1 | 180 | EUR | 2025-01-01 | 2025-12-31
3765394 | BS-010203-CK | PQ documentation for V-1 | PQ documentation for V-1 | Biosan | 1 | STK | STK/1 | 95 | EUR | 2025-01-01 | 2025-12-31
3765395 | BS-010207-AAG | V-32, Multi-vortex Biosan white, 230VAC/12VDCEuro plug | V-32, Multi-vortex Biosan white, 230VAC/12VDCEuro plug | Biosan | 1 | STK | STK/1 | 350 | EUR | 2025-01-01 | 2025-12-31
3765396 | BS-010207-BK | PV-6/10, platform 6x10 ml tubes | PV-6/10, platform 6x10 ml tubes | Biosan | 1 | STK | STK/1 | 40 | EUR | 2025-01-01 | 2025-12-31
3765397 | BS-010207-GK | PV-48, Platform for 2 ? 3 strips | PV-48, Platform for 2 ? 3 strips | Biosan | 1 | STK | STK/1 | 40 | EUR | 2025-01-01 | 2025-12-31
3765398 | BS-010207-EK | IQOQ documentation for V-32 | IQOQ documentation for V-32 | Biosan | 1 | STK | STK/1 | 180 | EUR | 2025-01-01 | 2025-12-31
3765399 | BS-010207-FK | PQ documentation for V-32 | PQ documentation for V-32 | Biosan | 1 | STK | STK/1 | 95 | EUR | 2025-01-01 | 2025-12-31
3765400 | BS-010210-AAH | MSV-3500, Multi-vortex Biosan white,100-250VAC/12VDC Euro plug | MSV-3500, Multi-vortex Biosan white, 100-250VAC/12VDC Euro plug | Biosan | 1 | STK | STK/1 | 495 | EUR | 2025-01-01 | 2025-12-31
3765401 | BS-010210-AK | SV-4/30, platform for 4 x 50 ml (30 mm) tubes | SV-4/30, platform for 4 x 50 ml (30 mm) tubes | Biosan | 1 | STK | STK/1 | 32 | EUR | 2025-01-01 | 2025-12-31
3765402 | BS-010210-IK | IQOQ documentation for MSV-3500 | IQOQ documentation for MSV-3500 | Biosan | 1 | STK | STK/1 | 200 | EUR | 2025-01-01 | 2025-12-31
3765403 | BS-010210-JK | PQ documentation for MSV-3500 | PQ documentation for MSV-3500 | Biosan | 1 | STK | STK/1 | 110 | EUR | 2025-01-01 | 2025-12-31
3765404 | BS-010119-AAI | PST-60HL, Plate Shaker-Thermostat Biosan white,100-240VAC/12VDC Euro plug | PST-60HL, Plate Shaker-Thermostat Biosan white,100-240VAC/12VDC Euro plug | Biosan | 1 | STK | STK/1 | 1310 | EUR | 2025-01-01 | 2025-12-31
3765405 | BS-010119-BK | IQOQ documentation for PST-60HL | IQOQ documentation for PST-60HL | Biosan | 1 | STK | STK/1 | 200 | EUR | 2025-01-01 | 2025-12-31
3765406 | BS-010119-CK | PQ documentation for PST-60HL | PQ documentation for PST-60HL | Biosan | 1 | STK | STK/1 | 110 | EUR | 2025-01-01 | 2025-12-31
3765407 | BS-010128-AAI | PST-60HL-4, Plate Shaker-Thermostat Biosan white,100-240VAC/12VDC Euro plug | PST-60HL-4, Plate Shaker-Thermostat Biosan white,100-240VAC/12VDC Euro plug | Biosan | 1 | STK | STK/1 | 1710 | EUR | 2025-01-01 | 2025-12-31
3765408 | BS-010128-AK | IQOQ documentation for PST-60HL4 | IQOQ documentation for PST-60HL4 | Biosan | 1 | STK | STK/1 | 200 | EUR | 2025-01-01 | 2025-12-31
3765409 | BS-010128-BK | PQ documentation for PST-60HL4 | PQ documentation for PST-60HL4 | Biosan | 1 | STK | STK/1 | 110 | EUR | 2025-01-01 | 2025-12-31
3765410 | BS-010142-AAI | PST-100HL, Plate Shaker-Thermostat Biosan white,100-240VAC/12VDC Euro plug | PST-100HL, Plate Shaker-Thermostat Biosan white,100-240VAC/12VDC Euro plug | Biosan | 1 | STK | STK/1 | 1558 | EUR | 2025-01-01 | 2025-12-31
3765411 | BS-010142-AK | IQOQ documentation for PST-100HL | IQOQ documentation for PST-100HL | Biosan | 1 | STK | STK/1 | 200 | EUR | 2025-01-01 | 2025-12-31
3765412 | BS-010142-BK | PQ documentation for PST-100HL | PQ documentation for PST-100HL | Biosan | 1 | STK | STK/1 | 110 | EUR | 2025-01-01 | 2025-12-31
3765413 | BS-010171-A01 | TS-100C Smart, Thermo-Shaker with cooling formicrotubes and PCR plates Biosan white,100-240VAC/12VDC Euro plug | TS-100C Smart, Thermo-Shaker with cooling formicrotubes and PCR plates Biosan white, 100-240VAC/12VDC Euro plug | Biosan | 1 | STK | STK/1 | 1640 | EUR | 2025-01-01 | 2025-12-31
3765414 | BS-010143-AK | SC-18C, Block for 20x0,5 ml+12x1,5 ml microtubes | SC-18C, Block for 20x0,5 ml+12x1,5 ml microtubes | Biosan | 1 | STK | STK/1 | 725 | EUR | 2025-01-01 | 2025-12-31
3765415 | BS-010143-CK | SC-18/02C, Block for 20x0,2 ml+12x1,5 mlmicrotube | SC-18/02C, Block for 20x0,2 ml+12x1,5 mlmicrotube | Biosan | 1 | STK | STK/1 | 725 | EUR | 2025-01-01 | 2025-12-31
3765416 | BS-010143-EK | SC-24C, Block for 24x2 ml microtubes | SC-24C, Block for 24x2 ml microtubes | Biosan | 1 | STK | STK/1 | 725 | EUR | 2025-01-01 | 2025-12-31
3765417 | BS-010143-GK | SC-24NC, Block for 24 x 1,5 ml microtubes | SC-24NC, Block for 24 x 1,5 ml microtubes | Biosan | 1 | STK | STK/1 | 725 | EUR | 2025-01-01 | 2025-12-31
3765418 | BS-010143-FK | SC-96AC, Block for 96 well microtest plate(PCR-type) | SC-96AC, Block for 96 well microtest plate (PCR-type) | Biosan | 1 | STK | STK/1 | 725 | EUR | 2025-01-01 | 2025-12-31
3765419 | BS-010171-AK | IQOQ documentation for TS-100C Smart | IQOQ documentation for TS-100C Smart | Biosan | 1 | STK | STK/1 | 200 | EUR | 2025-01-01 | 2025-12-31
3765420 | BS-010171-BK | PQ documentation for TS-100C Smart | PQ documentation for TS-100C Smart | Biosan | 1 | STK | STK/1 | 110 | EUR | 2025-01-01 | 2025-12-31
3765421 | BS-010120-AAI | TS-100, Thermo-Shaker for microtubes and PCRplates Biosan white, 100-240VAC/12VDC Euro plug | TS-100, Thermo-Shaker for microtubes and PCRplates Biosan white, 100-240VAC/12VDC Euro plug | Biosan | 1 | STK | STK/1 | 1385 | EUR | 2025-01-01 | 2025-12-31
3765422 | BS-010120-AK | SC-18, Block for 20x0,5 ml+12x1,5 ml microtubes | SC-18, Block for 20x0,5 ml+12x1,5 ml microtubes | Biosan | 1 | STK | STK/1 | 315 | EUR | 2025-01-01 | 2025-12-31
3765423 | BS-010120-CK | SC-18/02, Block for 20x0,2 ml+12x1,5 ml microtube | SC-18/02, Block for 20x0,2 ml+12x1,5 ml microtube | Biosan | 1 | STK | STK/1 | 315 | EUR | 2025-01-01 | 2025-12-31
3765424 | BS-010120-EK | SC-24, Block for 24x2 ml microtubes | SC-24, Block for 24x2 ml microtubes | Biosan | 1 | STK | STK/1 | 315 | EUR | 2025-01-01 | 2025-12-31
3765425 | BS-010120-GK | SC-24N, Block for 24x1,5 ml microtubes | SC-24N, Block for 24x1,5 ml microtubes | Biosan | 1 | STK | STK/1 | 315 | EUR | 2025-01-01 | 2025-12-31
3765426 | BS-010120-FK | SC-96A, Block for 96 well microtest plate(PCR-type) | SC-96A, Block for 96 well microtest plate (PCR-type) | Biosan | 1 | STK | STK/1 | 315 | EUR | 2025-01-01 | 2025-12-31
3765427 | BS-010120-HK | IQOQ documentation for TS-100 | IQOQ documentation for TS-100 | Biosan | 1 | STK | STK/1 | 200 | EUR | 2025-01-01 | 2025-12-31
3765428 | BS-010120-IK | PQ documentation for TS-100 | PQ documentation for TS-100 | Biosan | 1 | STK | STK/1 | 110 | EUR | 2025-01-01 | 2025-12-31
3765429 | BS-010143-AAI | TS-100C, Thermo-Shaker with cooling formicrotubes and PCR plates Biosan white,100-240VAC/12VDC Euro plug | TS-100C, Thermo-Shaker with cooling formicrotubes and PCR plates Biosan white, 100-240VAC/12VDC Euro plug | Biosan | 1 | STK | STK/1 | 1435 | EUR | 2025-01-01 | 2025-12-31
3765430 | BS-010143-HK | IQOQ documentation for TS-100C | IQOQ documentation for TS-100C | Biosan | 1 | STK | STK/1 | 200 | EUR | 2025-01-01 | 2025-12-31
3765431 | BS-010143-IK | PQ documentation for TS-100C | PQ documentation for TS-100C | Biosan | 1 | STK | STK/1 | 110 | EUR | 2025-01-01 | 2025-12-31
3765432 | BS-010159-A02 | TS-DW, Thermo–Shaker for Deep Well Plates Biosanwhite, 100-240VAC/12VDC Euro plug | TS-DW, Thermo–Shaker for Deep Well Plates Biosanwhite, 100-240VAC/12VDC Euro plug | Biosan | 1 | STK | STK/1 | 1385 | EUR | 2025-01-01 | 2025-12-31
3765433 | BS-010159-AK | B-2E, block for one deep-well plate Eppendorf®96/1000 µl | B-2E, block for one deep-well plate Eppendorf®96/1000 µl | Biosan | 1 | STK | STK/1 | 595 | EUR | 2025-01-01 | 2025-12-31
3765434 | BS-010159-CK | B-2S, block for one deep-well plate Sarstedt®Megablock 96/2200 µl | B-2S, block for one deep-well plate Sarstedt®Megablock 96/2200 µl | Biosan | 1 | STK | STK/1 | 470 | EUR | 2025-01-01 | 2025-12-31
3765435 | BS-010159-EK | B-2P, Block for one deep-well plate Porvair®96/2000 µl | B-2P, Block for one deep-well plate Porvair®96/2000 µl | Biosan | 1 | STK | STK/1 | 470 | EUR | 2025-01-01 | 2025-12-31
3765436 | BS-010159-FK | B-2A, Block for one deep-well plate Axygen®96/2200 µl | B-2A, Block for one deep-well plate Axygen®96/2200 µl | Biosan | 1 | STK | STK/1 | 470 | EUR | 2025-01-01 | 2025-12-31
3765437 | BS-010159-KK | B-06A, Block for one deep-well plate CorningAxygen® 96/600µl | B-06A, Block for one deep-well plate CorningAxygen® 96/600µl | Biosan | 1 | STK | STK/1 | 510 | EUR | 2025-01-01 | 2025-12-31
3765438 | BS-010159-GK | IQOQ documentation for TS-DW | IQOQ documentation for TS-DW | Biosan | 1 | STK | STK/1 | 200 | EUR | 2025-01-01 | 2025-12-31
3765439 | BS-010159-HK | PQ documentation for TS-DW | PQ documentation for TS-DW | Biosan | 1 | STK | STK/1 | 110 | EUR | 2025-01-01 | 2025-12-31
3765440 | BS-010201-AAA | FV-2400, Minicentrifuge-Vortex, Microspin Biosanwhite, 230VAC 50Hz Euro plug | FV-2400, Minicentrifuge-Vortex, Microspin Biosanwhite, 230VAC 50Hz Euro plug | Biosan | 1 | STK | STK/1 | 309 | EUR | 2025-01-01 | 2025-12-31
3765441 | BS-010205-CK | Rotor R-2/0.5 | Rotor R-2/0.5 | Biosan | 1 | STK | STK/1 | 37 | EUR | 2025-01-01 | 2025-12-31
3765442 | BS-010205-DK | Rotor R-2/0.5/0.2 | Rotor R-2/0.5/0.2 | Biosan | 1 | STK | STK/1 | 37 | EUR | 2025-01-01 | 2025-12-31
3765443 | BS-010202-AK | SR-16, Rotor for strips 2x 8-socket 0,2 ml tubes | SR-16, Rotor for strips 2x 8-socket 0,2 ml tubes | Biosan | 1 | STK | STK/1 | 37 | EUR | 2025-01-01 | 2025-12-31
3765444 | BS-010201-EK | Rotor SR-64 | Rotor SR-64 | Biosan | 1 | STK | STK/1 | 50 | EUR | 2025-01-01 | 2025-12-31
3765445 | BS-010201-CK | IQOQ documentation for FV-2400 | IQOQ documentation for FV-2400 | Biosan | 1 | STK | STK/1 | 180 | EUR | 2025-01-01 | 2025-12-31
3765446 | BS-010201-DK | PQ documentation for FV-2400 | PQ documentation for FV-2400 | Biosan | 1 | STK | STK/1 | 95 | EUR | 2025-01-01 | 2025-12-31
3765447 | BS-010202-AAA | FVL-2400N, Minicentrifuge-Vortex, Combi-SpinBiosan white, 230VAC 50Hz Euro plug | FVL-2400N, Minicentrifuge-Vortex, Combi-SpinBiosan white, 230VAC 50Hz Euro plug | Biosan | 1 | STK | STK/1 | 420 | EUR | 2025-01-01 | 2025-12-31
3765448 | BS-010205-FK | Rotor SR-32 | Rotor SR-32 | Biosan | 1 | STK | STK/1 | 45 | EUR | 2025-01-01 | 2025-12-31
3765449 | BS-010202-BK | IQOQ documentation for FVL-2400N | IQOQ documentation for FVL-2400N | Biosan | 1 | STK | STK/1 | 180 | EUR | 2025-01-01 | 2025-12-31
3765450 | BS-010202-CK | PQ documentation for FVL-2400N | PQ documentation for FVL-2400N | Biosan | 1 | STK | STK/1 | 95 | EUR | 2025-01-01 | 2025-12-31
3765451 | BS-010205-AAN | MSC-3000, Minicentrifuge-Vortex, Multi-SpinBiosan white, 230VAC/12VDC Euro plug | MSC-3000, Minicentrifuge-Vortex, Multi-SpinBiosan white, 230VAC/12VDC Euro plug | Biosan | 1 | STK | STK/1 | 560 | EUR | 2025-01-01 | 2025-12-31
3765452 | BS-010205-EK | IQOQ documentation for MSC-3000 | IQOQ documentation for MSC-3000 | Biosan | 1 | STK | STK/1 | 200 | EUR | 2025-01-01 | 2025-12-31
3765453 | BS-010205-GK | PQ documentation for MSC-3000 | PQ documentation for MSC-3000 | Biosan | 1 | STK | STK/1 | 110 | EUR | 2025-01-01 | 2025-12-31
3765454 | BS-010211-AAL | MSC-6000, Minicentrifuge-Vortex, Multi-SpinBiosan white, 230VAC/24VDC Euro plug | MSC-6000, Minicentrifuge-Vortex, Multi-SpinBiosan white, 230VAC/24VDC Euro plug | Biosan | 1 | STK | STK/1 | 630 | EUR | 2025-01-01 | 2025-12-31
3765455 | BS-010211-CK | IQOQ documentation for MSC-6000 | IQOQ documentation for MSC-6000 | Biosan | 1 | STK | STK/1 | 200 | EUR | 2025-01-01 | 2025-12-31
3765456 | BS-010211-DK | PQ documentation for MSC-6000 | PQ documentation for MSC-6000 | Biosan | 1 | STK | STK/1 | 110 | EUR | 2025-01-01 | 2025-12-31
3765457 | BS-010219-EK | AP-384, set of 2 adapters for 384-well plates | AP-384, set of 2 adapters for 384-well plates | Biosan | 1 | STK | STK/1 | 105 | EUR | 2025-01-01 | 2025-12-31
3765458 | BS-010219-FK | IQOQ documentation for CVP-2 | IQOQ documentation for CVP-2 | Biosan | 1 | STK | STK/1 | 380 | EUR | 2025-01-01 | 2025-12-31
3765459 | BS-010219-GK | PQ documentation for CVP-2 | PQ documentation for CVP-2 | Biosan | 1 | STK | STK/1 | 200 | EUR | 2025-01-01 | 2025-12-31
3765460 | BS-010213-AA1 | Microspin 12, High-speed Mini-centrifuge Biosanwhite, 100-240VAC/24VDC Euro plug | Microspin 12, High-speed Mini-centrifuge Biosanwhite, 100-240VAC/24VDC Euro plug | Biosan | 1 | STK | STK/1 | 900 | EUR | 2025-01-01 | 2025-12-31
3765461 | BS-010213-DK | IQOQ documentation for Microspin 12 | IQOQ documentation for Microspin 12 | Biosan | 1 | STK | STK/1 | 200 | EUR | 2025-01-01 | 2025-12-31
3765462 | BS-010213-CK | PQ documentation for Microspin 12 | PQ documentation for Microspin 12 | Biosan | 1 | STK | STK/1 | 110 | EUR | 2025-01-01 | 2025-12-31
3765463 | BS-010208-AAA | LMC-3000, Laboratory centrifuge LMC-3000, Biosanwhite, 230VAC 50Hz Euro plug | LMC-3000, Laboratory centrifuge LMC-3000, Biosanwhite, 230VAC 50Hz Euro plug | Biosan | 1 | STK | STK/1 | 1640 | EUR | 2025-01-01 | 2025-12-31
3765464 | BS-010212-AAA | LMC-4200R, Refrigerated laboratory centrifugeBiosan white, 230VAC 50Hz Euro plug | LMC-4200R, Refrigerated laboratory centrifugeBiosan white, 230VAC 50Hz Euro plug | Biosan | 1 | STK | STK/1 | 4510 | EUR | 2025-01-01 | 2025-12-31
3765465 | BS-010208-AK | R-2, Rotor for 2 microtest plates | R-2, Rotor for 2 microtest plates | Biosan | 1 | STK | STK/1 | 245 | EUR | 2025-01-01 | 2025-12-31
3765466 | BS-010219-DK | AP-96, set of 2 adapters for semiskirted andunskirted 96-well PCR plates | AP-96, set of 2 adapters for semiskirted andunskirted 96-well PCR plates | Biosan | 1 | STK | STK/1 | 105 | EUR | 2025-01-01 | 2025-12-31
3765467 | BS-010208-EK | R-12/15, Rotor for 12 x 15 ml tubes | R-12/15, Rotor for 12 x 15 ml tubes | Biosan | 1 | STK | STK/1 | 275 | EUR | 2025-01-01 | 2025-12-31
3765468 | BS-010208-DK | R-6, Rotor (metal) for 6 x 50 ml tubes | R-6, Rotor (metal) for 6 x 50 ml tubes | Biosan | 1 | STK | STK/1 | 520 | EUR | 2025-01-01 | 2025-12-31
3765469 | BS-010208-XK | R-6P, Rotor (POM Kocetal) for 6 x 50 ml tubes | R-6P, Rotor (POM Kocetal) for 6 x 50 ml tubes | Biosan | 1 | STK | STK/1 | 420 | EUR | 2025-01-01 | 2025-12-31
3765470 | BS-010208-VK | R-24GC, Rotor for 24 gel-cards | R-24GC, Rotor for 24 gel-cards | Biosan | 1 | STK | STK/1 | 480 | EUR | 2025-01-01 | 2025-12-31
3765471 | BS-010208-UK | RR-U, Rotor holder | RR-U, Rotor holder | Biosan | 1 | STK | STK/1 | 30 | EUR | 2025-01-01 | 2025-12-31
3765472 | BS-010208-BK | R-12/10, Rotor for 12 x 10-15 ml tubes | R-12/10, Rotor for 12 x 10-15 ml tubes | Biosan | 1 | STK | STK/1 | 230 | EUR | 2025-01-01 | 2025-12-31
3765473 | BS-010212-JK | R-24/10, Rotor for LMC-4200R for 24 x 10-15 mltubes | R-24/10, Rotor for LMC-4200R for 24 x 10-15 mltubes | Biosan | 1 | STK | STK/1 | 335 | EUR | 2025-01-01 | 2025-12-31
3765474 | BS-010208-PK | BN-13/75, set of 12 pcs. buckets for 13x75 mmtubes (e.g.2-5ml vacutainers) | BN-13/75, set of 12 pcs. buckets for 13x75 mmtubes (e.g.2-5ml vacutainers) | Biosan | 1 | STK | STK/1 | 180 | EUR | 2025-01-01 | 2025-12-31
3765475 | BS-010208-QK | BN-13/100, set of 12 pcs. buckets for 13x100 mmtubes (e.g.4-8 ml vacutainers) | BN-13/100, set of 12 pcs. buckets for 13x100 mmtubes (e.g.4-8 ml vacutainers) | Biosan | 1 | STK | STK/1 | 190 | EUR | 2025-01-01 | 2025-12-31
3765476 | BS-010208-RK | BN-16/100, set of 12 pcs. buckets for 16x100 mmtubes (e.g.8-9 ml vacutainers) | BN-16/100, set of 12 pcs. buckets for 16x100 mmtubes (e.g.8-9 ml vacutainers) | Biosan | 1 | STK | STK/1 | 195 | EUR | 2025-01-01 | 2025-12-31
3765477 | BS-010208-GK | IQOQ documentation for LMC-3000 | IQOQ documentation for LMC-3000 | Biosan | 1 | STK | STK/1 | 380 | EUR | 2025-01-01 | 2025-12-31
3765478 | BS-010208-LK | PQ documentation for LMC-3000 | PQ documentation for LMC-3000 | Biosan | 1 | STK | STK/1 | 200 | EUR | 2025-01-01 | 2025-12-31
3765479 | BS-010212-EK | IQOQ documentation for LMC-4200R | IQOQ documentation for LMC-4200R | Biosan | 1 | STK | STK/1 | 380 | EUR | 2025-01-01 | 2025-12-31
3765480 | BS-010212-FK | PQ documentation for LMC-4200R | PQ documentation for LMC-4200R | Biosan | 1 | STK | STK/1 | 200 | EUR | 2025-01-01 | 2025-12-31
3765481 | BS-010412-AK | IQOQ documentation for Bio TDB-100 | IQOQ documentation for Bio TDB-100 | Biosan | 1 | STK | STK/1 | 200 | EUR | 2025-01-01 | 2025-12-31
3765482 | BS-010412-BK | PQ documentation for Bio TDB-100 | PQ documentation for Bio TDB-100 | Biosan | 1 | STK | STK/1 | 110 | EUR | 2025-01-01 | 2025-12-31
3765483 | BS-010401-PAA | TDB-120, Dry-block Thermostat with block Bioform,block A-53, Biosan white, 230VAC 50Hz Euro plug | TDB-120, Dry-block Thermostat with block Bioform,block A-53, Biosan white, 230VAC 50Hz Euro plug | Biosan | 1 | STK | STK/1 | 657 | EUR | 2025-01-01 | 2025-12-31
3765484 | BS-010401-QAA | TDB-120, Dry-block Thermostat with block Bioform,block A-103, Biosan white, 230VAC 50Hz Euro plug | TDB-120, Dry-block Thermostat with block Bioform,block A-103, Biosan white, 230VAC 50Hz Euro plug | Biosan | 1 | STK | STK/1 | 677 | EUR | 2025-01-01 | 2025-12-31
3765485 | BS-010401-CK | IQOQ documentation for TDB-120 | IQOQ documentation for TDB-120 | Biosan | 1 | STK | STK/1 | 200 | EUR | 2025-01-01 | 2025-12-31
3765486 | BS-010401-DK | PQ documentation for TDB-120 | PQ documentation for TDB-120 | Biosan | 1 | STK | STK/1 | 110 | EUR | 2025-01-01 | 2025-12-31
3765487 | BS-010410-BAI | CH-100, Heating/Cooling dry block thermostat withCH-1, Biosan white, 100-240VAC/12VDC Euro plug | CH-100, Heating/Cooling dry block thermostat withCH-1, Biosan white, 100-240VAC/12VDC Euro plug | Biosan | 1 | STK | STK/1 | 1111 | EUR | 2025-01-01 | 2025-12-31
3765488 | BS-010410-CAI | CH-100, Heating/Cooling dry block thermostatCH-100 with CH-2, Biosan white, 100-240VAC/12VDCEuro plug | CH-100, Heating/Cooling dry block thermostat CH-100 with CH-2, Biosan white, 100-240VAC/12VDCEuro plug | Biosan | 1 | STK | STK/1 | 1100 | EUR | 2025-01-01 | 2025-12-31
3765489 | BS-010410-UAI | CH-100, Heating/Cooling dry block thermostatCH-100 with CH-3, Biosan white, 100-240VAC/12VDCEuro plug | CH-100, Heating/Cooling dry block thermostat CH-100 with CH-3, Biosan white, 100-240VAC/12VDCEuro plug | Biosan | 1 | STK | STK/1 | 1100 | EUR | 2025-01-01 | 2025-12-31
3765490 | BS-010410-AK | IQOQ documentation for CH-100 | IQOQ documentation for CH-100 | Biosan | 1 | STK | STK/1 | 200 | EUR | 2025-01-01 | 2025-12-31
3765491 | BS-010410-BK | PQ documentation for CH-100 | PQ documentation for CH-100 | Biosan | 1 | STK | STK/1 | 110 | EUR | 2025-01-01 | 2025-12-31
3765492 | BS-010418-AAA | CH 3-150, Combitherm-2 Biosan white, 230VAC 50HzEuro plug | CH 3-150, Combitherm-2 Biosan white, 230VAC 50HzEuro plug | Biosan | 1 | STK | STK/1 | 1490 | EUR | 2025-01-01 | 2025-12-31
3765493 | BS-010418-AK | B2-50, Block with 2 sockets of 48 mm diameter,flat bottom | B2-50, Block with 2 sockets of 48 mm diameter,flat bottom | Biosan | 1 | STK | STK/1 | 195 | EUR | 2025-01-01 | 2025-12-31
3765494 | BS-010418-BK | B10-16, Block with 10 sockets of 16 mm diameter,flat bottom | B10-16, Block with 10 sockets of 16 mm diameter,flat bottom | Biosan | 1 | STK | STK/1 | 195 | EUR | 2025-01-01 | 2025-12-31
3765495 | BS-010418-CK | B6-25, Block with 6 sockets of 25 mmdiameter,flat bottom | B6-25, Block with 6 sockets of 25 mm diameter,flat bottom | Biosan | 1 | STK | STK/1 | 195 | EUR | 2025-01-01 | 2025-12-31
3765496 | BS-010418-DK | B23-1.5, Block with 23 sockets for 1.5 ml tubes,flat bottom | B23-1.5, Block with 23 sockets for 1.5 ml tubes,flat bottom | Biosan | 1 | STK | STK/1 | 190 | EUR | 2025-01-01 | 2025-12-31
3765497 | BS-010418-EK | B18-12, Block with 18 sockets for 12x75 mm roundbottom tubes | B18-12, Block with 18 sockets for 12x75 mm roundbottom tubes | Biosan | 1 | STK | STK/1 | 195 | EUR | 2025-01-01 | 2025-12-31
3765498 | BS-010418-KK | B5-29, Block with 5 sockets for 29 mm diametertubes,flat bottom | B5-29, Block with 5 sockets for 29 mm diametertubes,flat bottom | Biosan | 1 | STK | STK/1 | 195 | EUR | 2025-01-01 | 2025-12-31
3765499 | BS-010418-LK | B10-13, Block with 10 sockets of 13 mm diameter,flat bottom | B10-13, Block with 10 sockets of 13 mm diameter,flat bottom | Biosan | 1 | STK | STK/1 | 195 | EUR | 2025-01-01 | 2025-12-31
3765500 | BS-010406-AAA | WB-4MS, Water bath-thermostat Biosan white,230VAC 50Hz Euro plug | WB-4MS, Water bath-thermostat Biosan white,230VAC 50Hz Euro plug | Biosan | 1 | STK | STK/1 | 900 | EUR | 2025-01-01 | 2025-12-31
3765501 | BS-010406-FK | TR-16/19, Tube rack for 16x 16-19 mm diametertubes | TR-16/19, Tube rack for 16x 16-19 mm diametertubes | Biosan | 1 | STK | STK/1 | 115 | EUR | 2025-01-01 | 2025-12-31
3765502 | BS-010406-JK | TR-44/11, Tube Rack for 44x 2/1.5 ml microtesttubes | TR-44/11, Tube Rack for 44x 2/1.5 ml microtesttubes | Biosan | 1 | STK | STK/1 | 115 | EUR | 2025-01-01 | 2025-12-31
3765503 | BS-010406-IK | TR-30/13, Tube rack for 30x 10-13 mm diametertubes | TR-30/13, Tube rack for 30x 10-13 mm diametertubes | Biosan | 1 | STK | STK/1 | 115 | EUR | 2025-01-01 | 2025-12-31
3765504 | BS-010406-KK | TR-5/30, Tube rack for 5x 30 mm diameter tubes | TR-5/30, Tube rack for 5x 30 mm diameter tubes | Biosan | 1 | STK | STK/1 | 115 | EUR | 2025-01-01 | 2025-12-31
3765505 | BS-010406-DK | IQOQ documentation for WB-4MS | IQOQ documentation for WB-4MS | Biosan | 1 | STK | STK/1 | 200 | EUR | 2025-01-01 | 2025-12-31
3765506 | BS-010406-EK | PQ documentation for WB-4MS | PQ documentation for WB-4MS | Biosan | 1 | STK | STK/1 | 110 | EUR | 2025-01-01 | 2025-12-31
3765507 | BS-010301-AAF | MS-3000, Magnetic stirrer Biosan white,230VAC/12VDC Euro plug | MS-3000, Magnetic stirrer Biosan white,230VAC/12VDC Euro plug | Biosan | 1 | STK | STK/1 | 235 | EUR | 2025-01-01 | 2025-12-31
3765508 | BS-010309-FK | HTP-1, Holder for temperature probe | HTP-1, Holder for temperature probe | Biosan | 1 | STK | STK/1 | 78 | EUR | 2025-01-01 | 2025-12-31
3765509 | BS-010301-AK | IQOQ documentation for MS-3000 | IQOQ documentation for MS-3000 | Biosan | 1 | STK | STK/1 | 180 | EUR | 2025-01-01 | 2025-12-31
3765510 | BS-010301-BK | PQ documentation for MS-3000 | PQ documentation for MS-3000 | Biosan | 1 | STK | STK/1 | 95 | EUR | 2025-01-01 | 2025-12-31
3765511 | BS-010305-AAF | MMS-3000, Magnetic stirrer MMS-3000, Biosanwhite, 230VAC/12VDC Euro plug | MMS-3000, Magnetic stirrer MMS-3000, Biosan white,230VAC/12VDC Euro plug | Biosan | 1 | STK | STK/1 | 265 | EUR | 2025-01-01 | 2025-12-31
3765512 | BS-010305-AK | IQOQ documentation for MMS-3000 | IQOQ documentation for MMS-3000 | Biosan | 1 | STK | STK/1 | 180 | EUR | 2025-01-01 | 2025-12-31
3765513 | BS-010305-BK | PQ documentation for MMS-3000 | PQ documentation for MMS-3000 | Biosan | 1 | STK | STK/1 | 95 | EUR | 2025-01-01 | 2025-12-31
3765514 | BS-010302-OAA | MSH-300, Magnetic stirrer Bioform, Biosan white,230VAC 50Hz Euro plug | MSH-300, Magnetic stirrer Bioform, Biosan white,230VAC 50Hz Euro plug | Biosan | 1 | STK | STK/1 | 470 | EUR | 2025-01-01 | 2025-12-31
3765515 | BS-010302-BK | IQOQ documentation for MSH-300 | IQOQ documentation for MSH-300 | Biosan | 1 | STK | STK/1 | 200 | EUR | 2025-01-01 | 2025-12-31
3765516 | BS-010302-CK | PQ documentation for MSH-300 | PQ documentation for MSH-300 | Biosan | 1 | STK | STK/1 | 110 | EUR | 2025-01-01 | 2025-12-31
3765517 | BS-010309-AAA | MSH-300i, Magnetic stirrer Biosan white, 230VAC,50/60Hz, Euro plug | MSH-300i, Magnetic stirrer Biosan white, 230VAC,50/60Hz, Euro plug | Biosan | 1 | STK | STK/1 | 690 | EUR | 2025-01-01 | 2025-12-31
3765518 | BS-010309-BK | External probe for magnetic stirrer MSH-300i. | External probe for magnetic stirrer MSH-300i. | Biosan | 1 | STK | STK/1 | 135 | EUR | 2025-01-01 | 2025-12-31
3765519 | BS-010309-DK | IQOQ documentation for MSH-300i | IQOQ documentation for MSH-300i | Biosan | 1 | STK | STK/1 | 380 | EUR | 2025-01-01 | 2025-12-31
3765520 | BS-010309-EK | PQ documentation for MSH-300i | PQ documentation for MSH-300i | Biosan | 1 | STK | STK/1 | 200 | EUR | 2025-01-01 | 2025-12-31
3765521 | BS-010306-AAH | MM-1000, Overhead stirrer Biosan white,230VAC/12VDC Euro plug | MM-1000, Overhead stirrer Biosan white,230VAC/12VDC Euro plug | Biosan | 1 | STK | STK/1 | 720 | EUR | 2025-01-01 | 2025-12-31
3765522 | BS-010306-DK | MA-1, Anchor stirrer for MM-1000 | MA-1, Anchor stirrer for MM-1000 | Biosan | 1 | STK | STK/1 | 60 | EUR | 2025-01-01 | 2025-12-31
3765523 | BS-010306-BK | MP-2, Propeller stirrer for MM-1000 | MP-2, Propeller stirrer for MM-1000 | Biosan | 1 | STK | STK/1 | 60 | EUR | 2025-01-01 | 2025-12-31
3765524 | BS-010306-CK | MP-3, Propeller stirrer for MM-1000 | MP-3, Propeller stirrer for MM-1000 | Biosan | 1 | STK | STK/1 | 60 | EUR | 2025-01-01 | 2025-12-31
3765525 | BS-010306-AK | MP-1, Paddle stirrer for MM-1000 | MP-1, Paddle stirrer for MM-1000 | Biosan | 1 | STK | STK/1 | 60 | EUR | 2025-01-01 | 2025-12-31
3765526 | BS-010306-EK | MC-1, Centrifugical stirrer for MM-1000 | MC-1, Centrifugical stirrer for MM-1000 | Biosan | 1 | STK | STK/1 | 60 | EUR | 2025-01-01 | 2025-12-31
3765529 | BS-010306-FK | IQOQ documentation for MM-1000 | IQOQ documentation for MM-1000 | Biosan | 1 | STK | STK/1 | 200 | EUR | 2025-01-01 | 2025-12-31
3765530 | BS-010306-GK | PQ documentation for MM-1000 | PQ documentation for MM-1000 | Biosan | 1 | STK | STK/1 | 110 | EUR | 2025-01-01 | 2025-12-31
3765531 | BS-040105-AAA | UVR-M, UV-air flow Cleaner-recirculator Bioform,Biosan white, 230VAC 50Hz Euro plug | UVR-M, UV-air flow Cleaner-recirculator Bioform,Biosan white, 230VAC 50Hz Euro plug | Biosan | 1 | STK | STK/1 | 340 | EUR | 2025-01-01 | 2025-12-31
3765532 | BS-040105-AK | UVR-S, stand for UV-recirculator | UVR-S, stand for UV-recirculator | Biosan | 1 | STK | STK/1 | 115 | EUR | 2025-01-01 | 2025-12-31
3765533 | BS-040105-BK | IQOQ documentation for UVR-M | IQOQ documentation for UVR-M | Biosan | 1 | STK | STK/1 | 200 | EUR | 2025-01-01 | 2025-12-31
3765534 | BS-040105-CK | PQ documentation for UVR-M | PQ documentation for UVR-M | Biosan | 1 | STK | STK/1 | 110 | EUR | 2025-01-01 | 2025-12-31
3765535 | BS-040110-AAA | UVR-Mi, UV-air flow Cleaner-recirculator Biosanwhite, 230VAC 50Hz Euro plug | UVR-Mi, UV-air flow Cleaner-recirculator Biosanwhite, 230VAC 50Hz Euro plug | Biosan | 1 | STK | STK/1 | 590 | EUR | 2025-01-01 | 2025-12-31
3765536 | BS-040110-AK | IQOQ documentation for UVR-Mi | IQOQ documentation for UVR-Mi | Biosan | 1 | STK | STK/1 | 380 | EUR | 2025-01-01 | 2025-12-31
3765537 | BS-040110-BK | PQ documentation for UVR-Mi | PQ documentation for UVR-Mi | Biosan | 1 | STK | STK/1 | 200 | EUR | 2025-01-01 | 2025-12-31
3765540 | BS-040101-BK | T-4, Table for UVC/T-AR, UVC/T-M-AR | T-4, Table for UVC/T-AR, UVC/T-M-AR | Biosan | 1 | STK | STK/1 | 410 | EUR | 2025-01-01 | 2025-12-31
3765541 | BS-040102-AK | IQOQ documentation for UVC/T-AR | IQOQ documentation for UVC/T-AR | Biosan | 1 | STK | STK/1 | 380 | EUR | 2025-01-01 | 2025-12-31
3765542 | BS-040102-BK | PQ documentation for UVC/T-AR | PQ documentation for UVC/T-AR | Biosan | 1 | STK | STK/1 | 200 | EUR | 2025-01-01 | 2025-12-31
3765543 | BS-040109-A06 | UVT-B-AR, DNA/RNA UV-Cleaner BoxBiosan white with inlet and built-insocket,100-240V, 50/60 Hz Euro plug | UVT-B-AR, DNA/RNA UV-Cleaner BoxBiosan white with inlet and built-in socket,100-240V, 50/60 Hz Euro plug | Biosan | 1 | STK | STK/1 | 2308 | EUR | 2025-01-01 | 2025-12-31
3765544 | BS-040104-DK | F-1, shelf for UV-cabinets | F-1, shelf for UV-cabinets | Biosan | 1 | STK | STK/1 | 60 | EUR | 2025-01-01 | 2025-12-31
3765545 | BS-040104-CK | P-5, pipette shelf for UV-cabinets | P-5, pipette shelf for UV-cabinets | Biosan | 1 | STK | STK/1 | 65 | EUR | 2025-01-01 | 2025-12-31
3765546 | BS-040109-AK | IQOQ documentation for UVT-B-AR | IQOQ documentation for UVT-B-AR | Biosan | 1 | STK | STK/1 | 380 | EUR | 2025-01-01 | 2025-12-31
3765547 | BS-040109-BK | PQ documentation for UVT-B-AR | PQ documentation for UVT-B-AR | Biosan | 1 | STK | STK/1 | 200 | EUR | 2025-01-01 | 2025-12-31
3765549 | BS-040104-AK | IQOQ documentation for UVC/T-M-AR | IQOQ documentation for UVC/T-M-AR | Biosan | 1 | STK | STK/1 | 380 | EUR | 2025-01-01 | 2025-12-31
3765550 | BS-040104-BK | PQ documentation for UVC/T-M-AR | PQ documentation for UVC/T-M-AR | Biosan | 1 | STK | STK/1 | 200 | EUR | 2025-01-01 | 2025-12-31
3765551 | BS-040107-AAA | UVT-S-AR, DNA/RNA UV-Cleaner BoxBiosan white with inlet and built-insockets,100-240V, 50/60 Hz Euro plug | UVT-S-AR, DNA/RNA UV-Cleaner BoxBiosan white with inlet and built-in sockets,100-240V, 50/60 Hz Euro plug | Biosan | 1 | STK | STK/1 | 3845 | EUR | 2025-01-01 | 2025-12-31
3765552 | BS-040107-BK | T-4L, Table for UVT-S-AR | T-4L, Table for UVT-S-AR | Biosan | 1 | STK | STK/1 | 500 | EUR | 2025-01-01 | 2025-12-31
3765553 | BS-050101-BK | LF-1, laboratory chest of drawers | LF-1, laboratory chest of drawers | Biosan | 1 | STK | STK/1 | 250 | EUR | 2025-01-01 | 2025-12-31
3765554 | BS-040107-AK | IQOQ documentation for UVT-S-AR | IQOQ documentation for UVT-S-AR | Biosan | 1 | STK | STK/1 | 380 | EUR | 2025-01-01 | 2025-12-31
3765555 | BS-040107-CK | PQ documentation for UVT-S-AR | PQ documentation for UVT-S-AR | Biosan | 1 | STK | STK/1 | 200 | EUR | 2025-01-01 | 2025-12-31
3765556 | BS-070106-A02 | LabAqua BIO with 30 l storage tank Biosan blue,230VAC 50Hz Euro plug | LabAqua BIO with 30 l storage tank Biosan blue,230VAC 50Hz Euro plug | Biosan | 1 | STK | STK/1 | 4300 | EUR | 2025-01-01 | 2025-12-31
3765557 | BS-070104-A02 | LabAqua HPLC with 30 l Basic storage tank Biosanblue, 230VAC 50Hz Euro plug | LabAqua HPLC with 30 l Basic storage tank Biosanblue, 230VAC 50Hz Euro plug | Biosan | 1 | STK | STK/1 | 3800 | EUR | 2025-01-01 | 2025-12-31
3765558 | BS-070105-A02 | LabAqua TRACE with 30 l Basic storage tank Biosanblue, 230VAC 50Hz Euro plug | LabAqua TRACE with 30 l Basic storage tank Biosanblue, 230VAC 50Hz Euro plug | Biosan | 1 | STK | STK/1 | 3650 | EUR | 2025-01-01 | 2025-12-31
3765559 | BS-070104-KK | External pre-filter set (carbon/1µm) withmanometer | External pre-filter set (carbon/1µm) withmanometer | Biosan | 1 | STK | STK/1 | 160 | EUR | 2025-01-01 | 2025-12-31
3765560 | BS-070104-LK | External pre-filter set (polyphosphate/carbon/1µm) with manometer | External pre-filter set (polyphosphate/carbon/1µm) with manometer | Biosan | 1 | STK | STK/1 | 255 | EUR | 2025-01-01 | 2025-12-31
3765566 | BS-050109-AK | Certified reference material, neutral densityglass filter set of 4 Abs calibration points | Certified reference material, neutral densityglass filter set of 4 Abs calibration points | Biosan | 1 | STK | STK/1 | 2500 | EUR | 2025-01-01 | 2025-12-31
3765570 | BS-050102-AAF | DEN-1, McFarland densitometer with A-16 adapter,Biosan white, 230VAC/12VDC Euro plug | DEN-1, McFarland densitometer with A-16 adapter,Biosan white, 230VAC/12VDC Euro plug | Biosan | 1 | STK | STK/1 | 640 | EUR | 2025-01-01 | 2025-12-31
3765571 | BS-050104-AAF | DEN-1B, McFarland densitometer with ?-16 adapter,Biosan white, 230VAC/12VDC Euro plug | DEN-1B, McFarland densitometer with ?-16 adapter,Biosan white, 230VAC/12VDC Euro plug | Biosan | 1 | STK | STK/1 | 748 | EUR | 2025-01-01 | 2025-12-31
3765573 | BS-050102-IK | A-12, adapter for 12 mm tubes | A-12, adapter for 12 mm tubes | Biosan | 1 | STK | STK/1 | 29 | EUR | 2025-01-01 | 2025-12-31
3765574 | BS-050102-DK | IQOQ documentation for DEN-1 | IQOQ documentation for DEN-1 | Biosan | 1 | STK | STK/1 | 200 | EUR | 2025-01-01 | 2025-12-31
3765575 | BS-050104-AK | IQOQ documentation for DEN-1B | IQOQ documentation for DEN-1B | Biosan | 1 | STK | STK/1 | 200 | EUR | 2025-01-01 | 2025-12-31
3765576 | BS-050102-EK | PQ documentation for DEN-1 | PQ documentation for DEN-1 | Biosan | 1 | STK | STK/1 | 110 | EUR | 2025-01-01 | 2025-12-31
3765577 | BS-050104-BK | PQ documentation for DEN-1B | PQ documentation for DEN-1B | Biosan | 1 | STK | STK/1 | 110 | EUR | 2025-01-01 | 2025-12-31
3765578 | BS-040108-AAG | FTA-1, Flask-trap aspirator Biosan white,230VAC/12VDC Euro plug | FTA-1, Flask-trap aspirator Biosan white,230VAC/12VDC Euro plug | Biosan | 1 | STK | STK/1 | 460 | EUR | 2025-01-01 | 2025-12-31
3765579 | BS-040108-BK | MA-8, 8-channel manifold | MA-8, 8-channel manifold | Biosan | 1 | STK | STK/1 | 53 | EUR | 2025-01-01 | 2025-12-31
3765580 | BS-040108-CK | IQOQ documentation for FTA-1 | IQOQ documentation for FTA-1 | Biosan | 1 | STK | STK/1 | 180 | EUR | 2025-01-01 | 2025-12-31
3765581 | BS-040108-DK | PQ documentation for FTA-1 | PQ documentation for FTA-1 | Biosan | 1 | STK | STK/1 | 95 | EUR | 2025-01-01 | 2025-12-31
3765582 | BS-040120-A02 | FTA-2i, Flask-trap aspirator Biosan white,230VAC/12VDC Euro plug | FTA-2i, Flask-trap aspirator Biosan white,230VAC/12VDC Euro plug | Biosan | 1 | STK | STK/1 | 1035 | EUR | 2025-01-01 | 2025-12-31
3765583 | BS-040120-DK | Extended tubing 2 m long for FTA-2i, withfittings and MA-U adapter | Extended tubing 2 m long for FTA-2i, withfittings and MA-U adapter | Biosan | 1 | STK | STK/1 | 30 | EUR | 2025-01-01 | 2025-12-31
3765584 | BS-040118-PK | HAS-1, Hand operator set | HAS-1, Hand operator set | Biosan | 1 | STK | STK/1 | 370 | EUR | 2025-01-01 | 2025-12-31
3765585 | BS-040120-AK | IQOQ documentation for FTA-2i | IQOQ documentation for FTA-2i | Biosan | 1 | STK | STK/1 | 180 | EUR | 2025-01-01 | 2025-12-31
3765586 | BS-040120-BK | PQ documentation for FTA-2i | PQ documentation for FTA-2i | Biosan | 1 | STK | STK/1 | 95 | EUR | 2025-01-01 | 2025-12-31
3765607 | BS-010522 | Carousel stand | Carousel stand | Biosan | 1 | STK | STK/1 | 105 | EUR | 2025-01-01 | 2025-12-31
3765608 | BS-010523 | Multiple stand | Multiple stand | Biosan | 1 | STK | STK/1 | 120 | EUR | 2025-01-01 | 2025-12-31
3765609 | BS-010524 | 1-position stand | 1-position stand | Biosan | 1 | STK | STK/1 | 23 | EUR | 2025-01-01 | 2025-12-31
3765610 | BS-010525 | 4-position stand | 4-position stand | Biosan | 1 | STK | STK/1 | 42 | EUR | 2025-01-01 | 2025-12-31
3765611 | BS-010521 | Assistboy, pipette controller | Assistboy, pipette controller | Biosan | 1 | STK | STK/1 | 360 | EUR | 2025-01-01 | 2025-12-31
3765612 | BS-010425-A01 | S-Bt Smart BioTherm, Compact CO2 Incubator Biosanwhite, 230VAC 50Hz Euro plug | S-Bt Smart BioTherm, Compact CO2 Incubator Biosanwhite, 230VAC 50Hz Euro plug | Biosan | 1 | STK | STK/1 | 5253 | EUR | 2025-01-01 | 2025-12-31
3765613 | BS-010425-AK | Shelf for S-Bt Smart BioTherm | Shelf for S-Bt Smart BioTherm | Biosan | 1 | STK | STK/1 | 95 | EUR | 2025-01-01 | 2025-12-31
3765615 | BS-010425-CK | Incubator stacking device | Incubator stacking device | Biosan | 1 | STK | STK/1 | 210 | EUR | 2025-01-01 | 2025-12-31
3765616 | BS-010135-HK | IQOQ documentation for ES-20/60 | IQOQ documentation for ES-20/60 | Biosan | 1 | STK | STK/1 | 200 | EUR | 2025-01-01 | 2025-12-31
3765617 | BS-010135-IK | PQ documentation for ES-20/60 | PQ documentation for ES-20/60 | Biosan | 1 | STK | STK/1 | 110 | EUR | 2025-01-01 | 2025-12-31
3765618 | BS-010167-A05 | ES-20/80, Shaker-incubator Biosan, 230VAC 50/60Hz Euro plug | ES-20/80, Shaker-incubator Biosan, 230VAC 50/60Hz Euro plug | Biosan | 1 | STK | STK/1 | 5775 | EUR | 2025-01-01 | 2025-12-31
3765619 | BS-010167-DK | HSC-50, Clamp for ES-20/80 for 50 ml flask | HSC-50, Clamp for ES-20/80 for 50 ml flask | Biosan | 1 | STK | STK/1 | 30 | EUR | 2025-01-01 | 2025-12-31
3765620 | BS-010167-EK | HSC-100, Clamp for ES-20/80 for 100 ml flask | HSC-100, Clamp for ES-20/80 for 100 ml flask | Biosan | 1 | STK | STK/1 | 30 | EUR | 2025-01-01 | 2025-12-31
3765621 | BS-010167-FK | HSC-250, Clamp for ES-20/80 for 250 ml flask | HSC-250, Clamp for ES-20/80 for 250 ml flask | Biosan | 1 | STK | STK/1 | 35 | EUR | 2025-01-01 | 2025-12-31
3765622 | BS-010167-JK | HSC-500, Clamp for ES-20/80 for 500 ml flask | HSC-500, Clamp for ES-20/80 for 500 ml flask | Biosan | 1 | STK | STK/1 | 55 | EUR | 2025-01-01 | 2025-12-31
3765623 | BS-010167-IK | HSC-1000, Clamp for ES-20/80 for 1000 ml flask | HSC-1000, Clamp for ES-20/80 for 1000 ml flask | Biosan | 1 | STK | STK/1 | 58 | EUR | 2025-01-01 | 2025-12-31
3765624 | BS-010167-KK | HSP-30/100, Platform for ES-20/80 for 30x100 mlflasks | HSP-30/100, Platform for ES-20/80 for 30x100 mlflasks | Biosan | 1 | STK | STK/1 | 790 | EUR | 2025-01-01 | 2025-12-31
3765625 | BS-010167-MK | HSP-16/250, Platform for ES-20/80 for 16x250 mlflasks | HSP-16/250, Platform for ES-20/80 for 16x250 mlflasks | Biosan | 1 | STK | STK/1 | 625 | EUR | 2025-01-01 | 2025-12-31
3765626 | BS-010167-NK | HSP-9/500, Platform for ES-20/80 for 9x500 mlflasks | HSP-9/500, Platform for ES-20/80 for 9x500 mlflasks | Biosan | 1 | STK | STK/1 | 470 | EUR | 2025-01-01 | 2025-12-31
3765627 | BS-010167-LK | HSP-6/1000, Platform for ES-20/80 for 6x1000 mlflasks | HSP-6/1000, Platform for ES-20/80 for 6x1000 mlflasks | Biosan | 1 | STK | STK/1 | 525 | EUR | 2025-01-01 | 2025-12-31
3765628 | BS-010167-AK | IQOQ documentation for ES-20/80 | IQOQ documentation for ES-20/80 | Biosan | 1 | STK | STK/1 | 200 | EUR | 2025-01-01 | 2025-12-31
3765629 | BS-010167-BK | PQ documentation for ES-20/80 | PQ documentation for ES-20/80 | Biosan | 1 | STK | STK/1 | 110 | EUR | 2025-01-01 | 2025-12-31
3765630 | BS-010167-OK | Stacking kit for 2x ES-20/80 | Stacking kit for 2x ES-20/80 | Biosan | 1 | STK | STK/1 | 33 | EUR | 2025-01-01 | 2025-12-31
3765631 | BS-010167-PK | Stacking kit for 3x ES-20/80 | Stacking kit for 3x ES-20/80 | Biosan | 1 | STK | STK/1 | 210 | EUR | 2025-01-01 | 2025-12-31
3765632 | BS-010111-AAA | ES-20, Environmental shaker-incubator Biosanwhite, 230VAC 50Hz Euro plug | ES-20, Environmental shaker-incubator Biosanwhite, 230VAC 50Hz Euro plug | Biosan | 1 | STK | STK/1 | 2270 | EUR | 2025-01-01 | 2025-12-31
3765633 | BS-010108-BK | PP-4, Platform for Shakers | PP-4, Platform for Shakers | Biosan | 1 | STK | STK/1 | 65 | EUR | 2025-01-01 | 2025-12-31
3765634 | BS-010111-CK | IQOQ documentation for ES-20 | IQOQ documentation for ES-20 | Biosan | 1 | STK | STK/1 | 200 | EUR | 2025-01-01 | 2025-12-31
3765635 | BS-010111-DK | PQ documentation for ES-20 | PQ documentation for ES-20 | Biosan | 1 | STK | STK/1 | 110 | EUR | 2025-01-01 | 2025-12-31
3765636 | BS-010160-A04 | RTS-1C, Personal Bioreactor with cooling Biosanwhite, 100-240VAC/12VDC Euro plug with cooling | RTS-1C, Personal Bioreactor with cooling Biosanwhite, 100-240VAC/12VDC Euro plug with cooling | Biosan | 1 | STK | STK/1 | 2730 | EUR | 2025-01-01 | 2025-12-31
3765637 | BS-010158-A04 | RTS-1, Personal Bioreactor Biosan white,100-240VAC/12VDC Euro plug | RTS-1, Personal Bioreactor Biosan white, 100-240VAC/12VDC Euro plug | Biosan | 1 | STK | STK/1 | 2425 | EUR | 2025-01-01 | 2025-12-31
3765638 | BS-010158-AK | 50 ml tubes with membrane filter TubeSpin®Bioreactor 50, TPP®20 pcs./bag | 50 ml tubes with membrane filter TubeSpin®Bioreactor 50, TPP®20 pcs./bag | Biosan | 1 | STK | STK/1 | 32 | EUR | 2025-01-01 | 2025-12-31
3765639 | BS-010158-CK | 50 ml tubes with membrane filter TubeSpin®Bioreactor 50, TPP®180pcs./case | 50 ml tubes with membrane filter TubeSpin®Bioreactor 50, TPP®180pcs./case | Biosan | 1 | STK | STK/1 | 210 | EUR | 2025-01-01 | 2025-12-31
3765641 | BS-010168-A01 | RTS-8, Multi-channel Bioreactor with non-invasivereal time biomass measurement Biosan white,without pH and pO2measurement, 230VAC 50Hz Europlug | RTS-8, Multi-channel Bioreactor with non-invasivereal time biomass measurement Biosan white,without pH and pO2measurement, 230VAC 50Hz Europlug | Biosan | 1 | STK | STK/1 | 12570 | EUR | 2025-01-01 | 2025-12-31
3765642 | BS-010170-A01 | RTS-8 Plus,Multi-channel Bioreactor withnon-invasive real time biomass, with pH and pO2measurement Biosan white, with pH and pO2measurement, 230VAC 50Hz Euro plug | RTS-8 Plus,Multi-channel Bioreactor with non-invasive real time biomass, with pH and pO2measurement Biosan white, with pH and pO2measurement, 230VAC 50Hz Euro plug | Biosan | 1 | STK | STK/1 | 27810 | EUR | 2025-01-01 | 2025-12-31
3765643 | BS-010170-AK | Sterile single-use 50 ml TPP Bioreactor tube withpH and pO2 sensor spots | Sterile single-use 50 ml TPP Bioreactor tube withpH and pO2 sensor spots | Biosan | 1 | STK | STK/1 | 64 | EUR | 2025-01-01 | 2025-12-31
3765664 | BS-060106-AAI | IW-8, INTELISPEED Microplate washer Biosan white,100-240VAC/12VDC Euro plug | IW-8, INTELISPEED Microplate washer Biosan white,100-240VAC/12VDC Euro plug | Biosan | 1 | STK | STK/1 | 3811 | EUR | 2025-01-01 | 2025-12-31
3765665 | BS-060102-AAI | 3D-IW8, INTELIWASHER Microplate washer Biosanwhite, 100-240VAC/12VDC Euro plug | 3D-IW8, INTELIWASHER Microplate washer Biosanwhite, 100-240VAC/12VDC Euro plug | Biosan | 1 | STK | STK/1 | 4020 | EUR | 2025-01-01 | 2025-12-31
3765668 | BS-060102-AK | 4 CHW Logger, 4-Channel washing solution weightlogger | 4 CHW Logger, 4-Channel washing solution weightlogger | Biosan | 1 | STK | STK/1 | 540 | EUR | 2025-01-01 | 2025-12-31
3765669 | BS-060106-AK | IQOQ documentation for IW8 | IQOQ documentation for IW8 | Biosan | 1 | STK | STK/1 | 380 | EUR | 2025-01-01 | 2025-12-31
3765670 | BS-060102-BK | IQOQ documentation for 3D/IW8 | IQOQ documentation for 3D/IW8 | Biosan | 1 | STK | STK/1 | 380 | EUR | 2025-01-01 | 2025-12-31
3765671 | BS-060106-BK | PQ documentation for IW8 | PQ documentation for IW8 | Biosan | 1 | STK | STK/1 | 200 | EUR | 2025-01-01 | 2025-12-31
3765672 | BS-060102-CK | PQ documentation for 3D/IW8 | PQ documentation for 3D/IW8 | Biosan | 1 | STK | STK/1 | 200 | EUR | 2025-01-01 | 2025-12-31
3765673 | BS-050108-A02 | HiPo MPP-96, Microplate Photometer Biosan white,100-240VAC/12VDC Euro plug | HiPo MPP-96, Microplate Photometer Biosan white,100-240VAC/12VDC Euro plug | Biosan | 1 | STK | STK/1 | 4535 | EUR | 2025-01-01 | 2025-12-31
3765674 | BS-050108-AK | OD Plate, verification instrument, 17 wavelengths | OD Plate, verification instrument, 17 wavelengths | Biosan | 1 | STK | STK/1 | 2300 | EUR | 2025-01-01 | 2025-12-31
3765675 | BS-050108-A06 | HiPo MPP-96, Microplate Photometer with 1additional filter providing maximum measurementrange 3.5 OD | HiPo MPP-96, Microplate Photometer with 1additional filter providing maximum measurementrange 3.5 OD | Biosan | 1 | STK | STK/1 | 4955 | EUR | 2025-01-01 | 2025-12-31
3765676 | BS-050108-A07 | HiPo MPP-96, Microplate Photometer with 2additional filters providing maximum measurementrange 3.5 OD | HiPo MPP-96, Microplate Photometer with 2additional filters providing maximum measurementrange 3.5 OD | Biosan | 1 | STK | STK/1 | 5375 | EUR | 2025-01-01 | 2025-12-31
3765677 | BS-050108-A08 | HiPo MPP-96, Microplate Photometer with 3additional filters providing maximum measurementrange 3.5 OD | HiPo MPP-96, Microplate Photometer with 3additional filters providing maximum measurementrange 3.5 OD | Biosan | 1 | STK | STK/1 | 5795 | EUR | 2025-01-01 | 2025-12-31
3765678 | BS-050108-A09 | HiPo MPP-96, Microplate Photometer with 4additional filters providing maximum measurementrange 3.5 OD | HiPo MPP-96, Microplate Photometer with 4additional filters providing maximum measurementrange 3.5 OD | Biosan | 1 | STK | STK/1 | 6215 | EUR | 2025-01-01 | 2025-12-31
3765679 | BS-050108-A16 | HiPo MPP-96, Microplate Photometer with 1additional filter providing maximum measurementrange 4.3 OD | HiPo MPP-96, Microplate Photometer with 1additional filter providing maximum measurementrange 4.3 OD | Biosan | 1 | STK | STK/1 | 5285 | EUR | 2025-01-01 | 2025-12-31
3765680 | BS-050108-A17 | HiPo MPP-96, Microplate Photometer with 2additional filters providing maximum measurementrange 4.3 OD | HiPo MPP-96, Microplate Photometer with 2additional filters providing maximum measurementrange 4.3 OD | Biosan | 1 | STK | STK/1 | 6035 | EUR | 2025-01-01 | 2025-12-31
3765681 | BS-050108-A18 | HiPo MPP-96, Microplate Photometer with 3additional filters providing maximum measurementrange 4.3 OD | HiPo MPP-96, Microplate Photometer with 3additional filters providing maximum measurementrange 4.3 OD | Biosan | 1 | STK | STK/1 | 6785 | EUR | 2025-01-01 | 2025-12-31
3765682 | BS-050108-A19 | HiPo MPP-96, Microplate Photometer with 4additional filters providing maximum measurementrange 4.3 OD | HiPo MPP-96, Microplate Photometer with 4additional filters providing maximum measurementrange 4.3 OD | Biosan | 1 | STK | STK/1 | 7535 | EUR | 2025-01-01 | 2025-12-31
3765683 | BS-070102-AK | 0.22 um air vent filter for the storage tank | 0.22 um air vent filter for the storage tank | Biosan | 1 | STK | STK/1 | 155 | EUR | 2025-01-01 | 2025-12-31
3765684 | BS-010213-BK | A-02, adapter set (12 pcs.) for 0,2 ml tubes | A-02, adapter set (12 pcs.) for 0,2 ml tubes | Biosan | 1 | STK | STK/1 | 13 | EUR | 2025-01-01 | 2025-12-31
3765685 | BS-010213-AK | A-05, adapter set (12 pcs.) for 0,5 ml tubes | A-05, adapter set (12 pcs.) for 0,5 ml tubes | Biosan | 1 | STK | STK/1 | 13 | EUR | 2025-01-01 | 2025-12-31
3765686 | BS-050102-AK | A-16, adapter for 16 mm tubes | A-16, adapter for 16 mm tubes | Biosan | 1 | STK | STK/1 | 27 | EUR | 2025-01-01 | 2025-12-31
3765687 | BS-010425-S03 | Access port seal, foamed PE (set of 10 pcs.) | Access port seal, foamed PE (set of 10 pcs.) | Biosan | 1 | STK | STK/1 | 5 | EUR | 2025-01-01 | 2025-12-31
3765692 | BS-010208-ZK | BN-11/30, (6 pcs) Bucket set for R-6P rotor | BN-11/30, (6 pcs) Bucket set for R-6P rotor | Biosan | 1 | STK | STK/1 | 35 | EUR | 2025-01-01 | 2025-12-31
3765693 | BS-010208-SK | BN-16/90. Plastic bucket set - 12pcs. (standardfor R-12/10 rotor) | BN-16/90. Plastic bucket set - 12pcs. (standardfor R-12/10 rotor) | Biosan | 1 | STK | STK/1 | 45 | EUR | 2025-01-01 | 2025-12-31
3765694 | BS-010208-TK | BN-17/120, Plastic bucket set - 12pcs.(Falcontype) for R-12/15 | BN-17/120, Plastic bucket set - 12pcs.(Falcontype) for R-12/15 | Biosan | 1 | STK | STK/1 | 45 | EUR | 2025-01-01 | 2025-12-31
3765695 | BS-060102-S26 | Bottle 1 assembled (weight, tube, filter). Sparepart for 3D-IW8 washer. | Bottle 1 assembled (weight, tube, filter). Sparepart for 3D-IW8 washer. | Biosan | 1 | STK | STK/1 | 21 | EUR | 2025-01-01 | 2025-12-31
3765696 | BS-060102-S27 | Bottle 2 assembled (weight, tube, filter). Sparepart for 3D-IW8 washer. | Bottle 2 assembled (weight, tube, filter). Sparepart for 3D-IW8 washer. | Biosan | 1 | STK | STK/1 | 21 | EUR | 2025-01-01 | 2025-12-31
3765697 | BS-060102-S28 | Bottle 3 assembled (weight, tube, filter). Sparepart for 3D-IW8 washer. | Bottle 3 assembled (weight, tube, filter). Sparepart for 3D-IW8 washer. | Biosan | 1 | STK | STK/1 | 21 | EUR | 2025-01-01 | 2025-12-31
3765698 | BS-060102-S29 | Bottle 4 assembled. Spare part for 3D-IW8 washer. | Bottle 4 assembled. Spare part for 3D-IW8 washer. | Biosan | 1 | STK | STK/1 | 28 | EUR | 2025-01-01 | 2025-12-31
3765699 | BS-060102-S43 | Bottle 5 assembled (with filter and tube). Sparepart for 3D-IW8 washer. | Bottle 5 assembled (with filter and tube). Sparepart for 3D-IW8 washer. | Biosan | 1 | STK | STK/1 | 28 | EUR | 2025-01-01 | 2025-12-31
3765700 | BS-010406-AK | BP-1, base platform | BP-1, base platform | Biosan | 1 | STK | STK/1 | 25 | EUR | 2025-01-01 | 2025-12-31
3765701 | BS-070104-IK | Deionization module | Deionization module | Biosan | 1 | STK | STK/1 | 185 | EUR | 2025-01-01 | 2025-12-31
3765702 | BS-010125-AK | Detachable platform with rubber mat (Bio PP-4S) | Detachable platform with rubber mat (Bio PP-4S) | Biosan | 1 | STK | STK/1 | 32 | EUR | 2025-01-01 | 2025-12-31
3765704 | BS-060102-S44 | Fifth bottle hydrophobic filter. Spare part forIW8 and 3D-IW8 washer. | Fifth bottle hydrophobic filter. Spare part forIW8 and 3D-IW8 washer. | Biosan | 1 | STK | STK/1 | 14 | EUR | 2025-01-01 | 2025-12-31
3765705 | BS-060102-S01 | Filter complete set (filter, weight, tube). Sparepart for 3D-IW8 washer. | Filter complete set (filter, weight, tube). Sparepart for 3D-IW8 washer. | Biosan | 1 | STK | STK/1 | 35 | EUR | 2025-01-01 | 2025-12-31
3765706 | BS-000000-S31 | Filter medium FE80F 145 | Filter medium FE80F 145 | Biosan | 1 | STK | STK/1 | 2.5 | EUR | 2025-01-01 | 2025-12-31
3765707 | BS-040108-S25 | FTA-1 Spare filter for FTA-1 (Hydrophobicfilter). Sp/p for FTA-1 aspirator. | FTA-1 Spare filter for FTA-1 (Hydrophobic filter).Sp/p for FTA-1 aspirator. | Biosan | 1 | STK | STK/1 | 14 | EUR | 2025-01-01 | 2025-12-31
3765708 | BS-040108-S22 | FTA-T Spare tubing set-all tubes&fittings w/outfilter, aspiration tips.Sp/p for FTA-1 aspirator. | FTA-T Spare tubing set-all tubes&fittings w/outfilter, aspiration tips.Sp/p for FTA-1 aspirator. | Biosan | 1 | STK | STK/1 | 43 | EUR | 2025-01-01 | 2025-12-31
3765709 | BS-010425-S01 | Hydrophobic filter with tubing | Hydrophobic filter with tubing | Biosan | 1 | STK | STK/1 | 21 | EUR | 2025-01-01 | 2025-12-31
3765710 | BS-070104-AK | Internal Pre-filter set for LabAqua models | Internal Pre-filter set for LabAqua models | Biosan | 1 | STK | STK/1 | 135 | EUR | 2025-01-01 | 2025-12-31
3765711 | BS-070104-HK | IQ/OQ/PQ/DQ documentation for LabAqua | IQ/OQ/PQ/DQ documentation for LabAqua | Biosan | 1 | STK | STK/1 | 410 | EUR | 2025-01-01 | 2025-12-31
3765712 | BS-040108-S24 | MA-8T, 8-channel aspiration tip for MA-8. Sp/pfor FTA-1 aspirator. | MA-8T, 8-channel aspiration tip for MA-8. Sp/pfor FTA-1 aspirator. | Biosan | 1 | STK | STK/1 | 27 | EUR | 2025-01-01 | 2025-12-31
3765713 | BS-010302-S12 | Magnetic stirring bar BOE 110625. Sp/p forMSH-300 magnetic stirrer | Magnetic stirring bar BOE 110625. Sp/p for MSH-300 magnetic stirrer | Biosan | 1 | STK | STK/1 | 3.5 | EUR | 2025-01-01 | 2025-12-31
3765715 | BS-040118-AK | MA-U, Universal adapter for single use 200 ml and1000 ml tip | MA-U, Universal adapter for single use 200 ml and1000 ml tip | Biosan | 1 | STK | STK/1 | 10 | EUR | 2025-01-01 | 2025-12-31
3765716 | BS-010213-EK | MSL-SC, spin column protection lid for MSR-12 | MSL-SC, spin column protection lid for MSR-12 | Biosan | 1 | STK | STK/1 | 25 | EUR | 2025-01-01 | 2025-12-31
3765718 | BS-010207-AK | PL-1, flat platform for single tube mixing | PL-1, flat platform for single tube mixing | Biosan | 1 | STK | STK/1 | 22 | EUR | 2025-01-01 | 2025-12-31
3765719 | BS-010102-BK | Platform IPP-2 | Platform IPP-2 | Biosan | 1 | STK | STK/1 | 50 | EUR | 2025-01-01 | 2025-12-31
3765720 | BS-010117-FK | Platform PRS-22 | Platform PRS-22 | Biosan | 1 | STK | STK/1 | 50 | EUR | 2025-01-01 | 2025-12-31
3765721 | BS-010117-GK | Platform PRS-26 | Platform PRS-26 | Biosan | 1 | STK | STK/1 | 58 | EUR | 2025-01-01 | 2025-12-31
3765723 | BS-070104-FK | Point-of-use microfilter 0,22 µm sterile filter | Point-of-use microfilter 0,22 µm sterile filter | Biosan | 1 | STK | STK/1 | 170 | EUR | 2025-01-01 | 2025-12-31
3765724 | BS-070104-EK | Point-of-use microfilter 0,22 µm, non-sterile | Point-of-use microfilter 0,22 µm, non-sterile | Biosan | 1 | STK | STK/1 | 145 | EUR | 2025-01-01 | 2025-12-31
3765725 | BS-070104-GK | Point-of-use ultrafilter | Point-of-use ultrafilter | Biosan | 1 | STK | STK/1 | 490 | EUR | 2025-01-01 | 2025-12-31
3765726 | BS-070104-BK | Polishing module for LabAqua models | Polishing module for LabAqua models | Biosan | 1 | STK | STK/1 | 235 | EUR | 2025-01-01 | 2025-12-31
3765727 | BS-010130-AK | PP-480, flat platform with rubber pad for MR-12 | PP-480, flat platform with rubber pad for MR-12 | Biosan | 1 | STK | STK/1 | 120 | EUR | 2025-01-01 | 2025-12-31
3765728 | BS-010207-CK | PV-32, Platform for 32 microtubes (1.5/0.5/0.2 ml- 16/8/8 sockets) | PV-32, Platform for 32 microtubes (1.5/0.5/0.2 ml- 16/8/8 sockets) | Biosan | 1 | STK | STK/1 | 32 | EUR | 2025-01-01 | 2025-12-31
3765729 | BS-070104-NK | Replacement RO membrane | Replacement RO membrane | Biosan | 1 | STK | STK/1 | 270 | EUR | 2025-01-01 | 2025-12-31
3765730 | BS-010205-BK | Rotor R-0.5/0.2 | Rotor R-0.5/0.2 | Biosan | 1 | STK | STK/1 | 27 | EUR | 2025-01-01 | 2025-12-31
3765731 | BS-010205-AK | Rotor R-1.5 | Rotor R-1.5 | Biosan | 1 | STK | STK/1 | 27 | EUR | 2025-01-01 | 2025-12-31
3765732 | BS-000000-S18 | Rubber belt TS-PST. Sp/p for Thermo-shakers | Rubber belt TS-PST. Sp/p for Thermo-shakers | Biosan | 1 | STK | STK/1 | 4.5 | EUR | 2025-01-01 | 2025-12-31
3765733 | BS-010125-S14 | Silicone mat non-slip. Sp/p for Multi Bio 3Dshaker. | Silicone mat non-slip. Sp/p for Multi Bio 3Dshaker. | Biosan | 1 | STK | STK/1 | 9 | EUR | 2025-01-01 | 2025-12-31
3765734 | BS-060102-S39 | Silicone tube set (7 pcs.) Spare part for 3D-IW8washer. | Silicone tube set (7 pcs.) Spare part for 3D-IW8washer. | Biosan | 1 | STK | STK/1 | 28 | EUR | 2025-01-01 | 2025-12-31
3765736 | BS-040108-S11 | SPARE BOTTLE FOR FTA-1 (Bottle, Cap, Insert andseal. Sp/p for FTA-1 aspirator. | SPARE BOTTLE FOR FTA-1 (Bottle, Cap, Insert andseal. Sp/p for FTA-1 aspirator. | Biosan | 1 | STK | STK/1 | 24 | EUR | 2025-01-01 | 2025-12-31
3765737 | BS-010302-AK | SR-1, Support rod | SR-1, Support rod | Biosan | 1 | STK | STK/1 | 13 | EUR | 2025-01-01 | 2025-12-31
3765739 | BS-070104-DK | UV bulb 185 nm for LabAqua models | UV bulb 185 nm for LabAqua models | Biosan | 1 | STK | STK/1 | 210 | EUR | 2025-01-01 | 2025-12-31
3765742 | BS-010425-S02 | Water pan and lid | Water pan and lid | Biosan | 1 | STK | STK/1 | 130 | EUR | 2025-01-01 | 2025-12-31
3765743 | T100 | Heating circulator digital, general purpose 0°C*to 100°C | Heating circulator digital, general purpose 0°C*to 100°C | Biosan | 1 | STK | STK/1 | 1057.8 | EUR | 2025-01-01 | 2025-12-31
3765744 | TC120 | Heating circulator digital, general purpose-25°C* to 120°C, pump | Heating circulator digital, general purpose -25°C* to 120°C, pump | Biosan | 1 | STK | STK/1 | 1335.3 | EUR | 2025-01-01 | 2025-12-31
3765745 | TX150 | Heating circulator digital, advanced,programmable, -50°C* to 150°C, pump | Heating circulator digital, advanced,programmable, -50°C* to 150°C, pump | Biosan | 1 | STK | STK/1 | 1711.4 | EUR | 2025-01-01 | 2025-12-31
3765746 | TXF200 | Heating circulator digital, advanced,programmable (10), -50°C* to 200°C, powerfulmulti-stage pump | Heating circulator digital, advanced,programmable (10), -50°C* to 200°C, powerfulmulti-stage pump | Biosan | 1 | STK | STK/1 | 2309.3 | EUR | 2025-01-01 | 2025-12-31
3765751 | T-CLAMP | N.B. T Clamp allows use of circulators with othertanks | N.B. T Clamp allows use of circulators with othertanks | Biosan | 1 | STK | STK/1 | 95.6 | EUR | 2025-01-01 | 2025-12-31
3765755 | ST5 | Tank stainless steel 5 litres | Tank stainless steel 5 litres | Biosan | 1 | STK | STK/1 | 383.5 | EUR | 2025-01-01 | 2025-12-31
3765756 | ST12 | Tank stainless steel 12 litres | Tank stainless steel 12 litres | Biosan | 1 | STK | STK/1 | 640.9 | EUR | 2025-01-01 | 2025-12-31
3765757 | ST18 | Tank stainless steel 18 litres | Tank stainless steel 18 litres | Biosan | 1 | STK | STK/1 | 747 | EUR | 2025-01-01 | 2025-12-31
3765758 | ST26 | Tank stainless steel 26 litres | Tank stainless steel 26 litres | Biosan | 1 | STK | STK/1 | 840.5 | EUR | 2025-01-01 | 2025-12-31
3765759 | ST38 | Tank stainless steel 38 litres | Tank stainless steel 38 litres | Biosan | 1 | STK | STK/1 | 1469.8 | EUR | 2025-01-01 | 2025-12-31
3765760 | LabWise | Software for programming TX150/TXF200,GR150/GP200 includes USB & RS232 cable | Software for programming TX150/TXF200,GR150/GP200 includes USB & RS232 cable | Biosan | 1 | STK | STK/1 | 158.6 | EUR | 2025-01-01 | 2025-12-31
3765761 | T-BTS | Bridge plate replacement fits T Optima heatingcirculator models to ST5 tank | Bridge plate replacement fits T Optima heatingcirculator models to ST5 tank | Biosan | 1 | STK | STK/1 | 172.3 | EUR | 2025-01-01 | 2025-12-31
3765762 | T-BTL | Bridge plate replacement fits T Optima heatingcirculator models to ST12, 18, 26 & 38 tanks | Bridge plate replacement fits T Optima heatingcirculator models to ST12, 18, 26 & 38 tanks | Biosan | 1 | STK | STK/1 | 194.4 | EUR | 2025-01-01 | 2025-12-31
3765769 | STL12 | Lid gabled stainless steel with hinges for ST12bath | Lid gabled stainless steel with hinges for ST12bath | Biosan | 1 | STK | STK/1 | 371.9 | EUR | 2025-01-01 | 2025-12-31
3765770 | STL26 | Lid gabled stainless steel with hinges for ST18and ST26 baths | Lid gabled stainless steel with hinges for ST18and ST26 baths | Biosan | 1 | STK | STK/1 | 456 | EUR | 2025-01-01 | 2025-12-31
3765771 | STL38 | Lid gabled stainless steel with hinges for ST38bath | Lid gabled stainless steel with hinges for ST38bath | Biosan | 1 | STK | STK/1 | 671.4 | EUR | 2025-01-01 | 2025-12-31
3765772 | STL5 | Lid flat stainless steel no hinges for ST5 bath | Lid flat stainless steel no hinges for ST5 bath | Biosan | 1 | STK | STK/1 | 105.1 | EUR | 2025-01-01 | 2025-12-31
3765774 | LST12 | Lid pitched lift-off s/s for S12 and ST12 baths,recommended when bath is used constantly withwater above 90°C | Lid pitched lift-off s/s for S12 and ST12 baths,recommended when bath is used constantly withwater above 90°C | Biosan | 1 | STK | STK/1 | 258.4 | EUR | 2025-01-01 | 2025-12-31
3765775 | LST26 | Lid pitched lift-off s/s for S18/S26, ST18/26baths, recommended when bath is used constantlywith water above 90°C | Lid pitched lift-off s/s for S18/S26, ST18/26baths, recommended when bath is used constantlywith water above 90°C | Biosan | 1 | STK | STK/1 | 390.8 | EUR | 2025-01-01 | 2025-12-31
3765776 | LST38 | Lid pitched lift-off s/s for S38 and ST38 baths,recommended when bath is used constantly withwater above 90°C | Lid pitched lift-off s/s for S38 and ST38 baths,recommended when bath is used constantly withwater above 90°C | Biosan | 1 | STK | STK/1 | 512.7 | EUR | 2025-01-01 | 2025-12-31
3765779 | PS20 | Polypropylene spheres (pack of 300) | Polypropylene spheres (pack of 300) | Biosan | 1 | STK | STK/1 | 116.6 | EUR | 2025-01-01 | 2025-12-31
3765784 | QR-SE | Test tube rack for 5 litre baths including LTecocool for 0.5ml microcentrifuge tubes | Test tube rack for 5 litre baths including LTecocool for 0.5ml microcentrifuge tubes | Biosan | 1 | STK | STK/1 | 121.8 | EUR | 2025-01-01 | 2025-12-31
3765786 | VR-13 | Test tube rack for 12, 18, 26 and 38 litre bathsfor 10 to 13mm tubes | Test tube rack for 12, 18, 26 and 38 litre bathsfor 10 to 13mm tubes | Biosan | 1 | STK | STK/1 | 136.6 | EUR | 2025-01-01 | 2025-12-31
3765787 | VR-19 | Test tube rack for 12, 18, 26 and 38 litre bathsfor 16 to 19mm tubes | Test tube rack for 12, 18, 26 and 38 litre bathsfor 16 to 19mm tubes | Biosan | 1 | STK | STK/1 | 136.6 | EUR | 2025-01-01 | 2025-12-31
3765788 | VR-24 | Test tube rack for 12, 18, 26 and 38 litre bathsfor 24mm tubes | Test tube rack for 12, 18, 26 and 38 litre bathsfor 24mm tubes | Biosan | 1 | STK | STK/1 | 136.6 | EUR | 2025-01-01 | 2025-12-31
3765789 | VR-30 | Test tube rack for 12, 18, 26 and 38 litre bathsfor 30mm tubes | Test tube rack for 12, 18, 26 and 38 litre bathsfor 30mm tubes | Biosan | 1 | STK | STK/1 | 136.6 | EUR | 2025-01-01 | 2025-12-31
3765790 | VR-SE | Test tube rack for 12, 18, 26 and 38 litre bathsfor 0.5ml microcentrifuge tubes | Test tube rack for 12, 18, 26 and 38 litre bathsfor 0.5ml microcentrifuge tubes | Biosan | 1 | STK | STK/1 | 136.6 | EUR | 2025-01-01 | 2025-12-31
3765791 | VR-LE | Test tube rack for 12, 18, 26 and 38 litre bathsfor 1.5ml microcentrifuge tubes | Test tube rack for 12, 18, 26 and 38 litre bathsfor 1.5ml microcentrifuge tubes | Biosan | 1 | STK | STK/1 | 163.1 | EUR | 2025-01-01 | 2025-12-31
3765792 | RS14 | Raised shelves for ST12 baths | Raised shelves for ST12 baths | Biosan | 1 | STK | STK/1 | 133.4 | EUR | 2025-01-01 | 2025-12-31
3765793 | RS22 | Raised shelves for ST18 baths | Raised shelves for ST18 baths | Biosan | 1 | STK | STK/1 | 196.4 | EUR | 2025-01-01 | 2025-12-31
3765794 | RS28 | Raised shelves for ST26 baths | Raised shelves for ST26 baths | Biosan | 1 | STK | STK/1 | 206.9 | EUR | 2025-01-01 | 2025-12-31
3765795 | RS38 | Raised shelves for ST38 baths | Raised shelves for ST38 baths | Biosan | 1 | STK | STK/1 | 265.8 | EUR | 2025-01-01 | 2025-12-31
3765796 | SY1 | Draining siphon | Draining siphon | Biosan | 1 | STK | STK/1 | 33.6 | EUR | 2025-01-01 | 2025-12-31
3765805 | CW5 | Heat exchange coil | Heat exchange coil | Biosan | 1 | STK | STK/1 | 298.4 | EUR | 2025-01-01 | 2025-12-31
3765806 | TXPEP | Plastic flexible temperature probe external foruse with TX150, TXF200 | Plastic flexible temperature probe external foruse with TX150, TXF200 | Biosan | 1 | STK | STK/1 | 242.7 | EUR | 2025-01-01 | 2025-12-31
3765807 | TXSEP | Stainless steel temperature probe external foruse with TX150, TXF200 | Stainless steel temperature probe external foruse with TX150, TXF200 | Biosan | 1 | STK | STK/1 | 249 | EUR | 2025-01-01 | 2025-12-31
3765808 | P-M6 | Pump conn. plastic replacement inlet/outlet. Fitstubing 9mm inner dia. Temp range -50 to 200°C | Pump conn. plastic replacement inlet/outlet. Fitstubing 9mm inner dia. Temp range -50 to 200°C | Biosan | 1 | STK | STK/1 | 52.5 | EUR | 2025-01-01 | 2025-12-31
3765809 | P-M11 | Pump conn. plastic replacement inlet/outlet. Fitstubing 15mm inner dia. Temp range -50 to 200°C | Pump conn. plastic replacement inlet/outlet. Fitstubing 15mm inner dia. Temp range -50 to 200°C | Biosan | 1 | STK | STK/1 | 52.5 | EUR | 2025-01-01 | 2025-12-31
3765817 | HOSE100 | General purpose -40 to 100°C includes clips andconnector for LT ecocool™ and Optima™thermostats, 2 x 2m, 10mm ID Ø 14mm OD Ø can becut to length required | General purpose -40 to 100°C includes clips andconnector for LT ecocool™ and Optima™ thermostats,2 x 2m, 10mm ID Ø 14mm OD Ø can be cut to lengthrequired | Biosan | 1 | STK | STK/1 | 270.7 | EUR | 2025-01-01 | 2025-12-31
3765818 | HOSE200 | High temperature Viton® -50 to 200°C includesclips and connector for LT ecocool™ and Optima™thermostats 2 x 2m, 8mm ID Ø 11mm OD Ø can be cutto length required | High temperature Viton® -50 to 200°C includesclips and connector for LT ecocool™ and Optima™thermostats 2 x 2m, 8mm ID Ø 11mm OD Ø can be cutto length required | Biosan | 1 | STK | STK/1 | 631.3 | EUR | 2025-01-01 | 2025-12-31
3765821 | PEP | Plastic flexible temperature probe external foruse with LT ecocool 150 | Plastic flexible temperature probe external foruse with LT ecocool 150 | Biosan | 1 | STK | STK/1 | 243.7 | EUR | 2025-01-01 | 2025-12-31
3765822 | SEP | Stainless steel temperature probe external foruse with LT ecocool 150 | Stainless steel temperature probe external foruse with LT ecocool 150 | Biosan | 1 | STK | STK/1 | 237.4 | EUR | 2025-01-01 | 2025-12-31
3765823 | VTP1-LT | Vertical Turbine Pump for LT ecocool models1000mb (120V please enquire) | Vertical Turbine Pump for LT ecocool models1000mb (120V please enquire) | Biosan | 1 | STK | STK/1 | 461.2 | EUR | 2025-01-01 | 2025-12-31
3765824 | VTP2-LT | Vertical Turbine Pump for LT ecocool models1650mb (No 120V) | Vertical Turbine Pump for LT ecocool models1650mb (No 120V) | Biosan | 1 | STK | STK/1 | 536 | EUR | 2025-01-01 | 2025-12-31
3765834 | T-CIS | Communication Interface spec for Optima TX150 &TXF200 and LT ecocool 150 (NDA required, pleasecontact Grant) | Communication Interface spec for Optima TX150 &TXF200 and LT ecocool 150 (NDA required, pleasecontact Grant) | Biosan | 1 | STK | STK/1 | 403.5 | EUR | 2025-01-01 | 2025-12-31
3765846 | SAP2 | Water bath, digital, 2L ambient +5 to 99°C,includes clear lid and base tray | Water bath, digital, 2L ambient +5 to 99°C,includes clear lid and base tray | Biosan | 1 | STK | STK/1 | 994.9 | EUR | 2025-01-01 | 2025-12-31
3765847 | SAP2S | Water bath, digital, 2L shallow ambient +5 to99°C, includes clear lid and base tray | Water bath, digital, 2L shallow ambient +5 to99°C, includes clear lid and base tray | Biosan | 1 | STK | STK/1 | 1000.1 | EUR | 2025-01-01 | 2025-12-31
3765848 | SAP5 | Water bath, digital, 5L ambient +5 to 99°C,includes clear lid and base tray | Water bath, digital, 5L ambient +5 to 99°C,includes clear lid and base tray | Biosan | 1 | STK | STK/1 | 1046.4 | EUR | 2025-01-01 | 2025-12-31
3765849 | SAP12 | Water bath, digital, 12L ambient +5 to 99°C,includes clear lid, drain and base tray | Water bath, digital, 12L ambient +5 to 99°C,includes clear lid, drain and base tray | Biosan | 1 | STK | STK/1 | 1151.4 | EUR | 2025-01-01 | 2025-12-31
3765850 | SAP18 | Water bath, digital, 18L ambient +5 to 99°C,includes clear lid, drain and base tray | Water bath, digital, 18L ambient +5 to 99°C,includes clear lid, drain and base tray | Biosan | 1 | STK | STK/1 | 1294.3 | EUR | 2025-01-01 | 2025-12-31
3765851 | SAP26 | Water bath, digital, 26L ambient +5 to 99°C,includes clear lid, drain and base tray | Water bath, digital, 26L ambient +5 to 99°C,includes clear lid, drain and base tray | Biosan | 1 | STK | STK/1 | 1346.8 | EUR | 2025-01-01 | 2025-12-31
3765852 | SAP34 | Water bath, digital, 34L ambient +5 to 99°C,includes ss lid, drain and base tray | Water bath, digital, 34L ambient +5 to 99°C,includes ss lid, drain and base tray | Biosan | 1 | STK | STK/1 | 2123.2 | EUR | 2025-01-01 | 2025-12-31
3765854 | JBN5 | Water bath, digital, 5L ambient +5 to 95°C,includes clear lid and base tray | Water bath, digital, 5L ambient +5 to 95°C,includes clear lid and base tray | Biosan | 1 | STK | STK/1 | 813.2 | EUR | 2025-01-01 | 2025-12-31
3765855 | JBN12 | Water bath, digital, 12L ambient +5 to 95°C,includes clear lid, drain and base tray | Water bath, digital, 12L ambient +5 to 95°C,includes clear lid, drain and base tray | Biosan | 1 | STK | STK/1 | 940.3 | EUR | 2025-01-01 | 2025-12-31
3765856 | JBN18 | Water bath, digital, 18L ambient +5 to 95°C,includes clear lid, drain and base tray | Water bath, digital, 18L ambient +5 to 95°C,includes clear lid, drain and base tray | Biosan | 1 | STK | STK/1 | 1114.7 | EUR | 2025-01-01 | 2025-12-31
3765857 | JBN26 | Water bath, digital, 26L ambient +5 to 95°C,includes clear lid, drain and base tray | Water bath, digital, 26L ambient +5 to 95°C,includes clear lid, drain and base tray | Biosan | 1 | STK | STK/1 | 1304.8 | EUR | 2025-01-01 | 2025-12-31
3765858 | JBA5 | Water bath, digital, 5L ambient +5 to 95°C,includes base tray | Water bath, digital, 5L ambient +5 to 95°C,includes base tray | Biosan | 1 | STK | STK/1 | 702.9 | EUR | 2025-01-01 | 2025-12-31
3765859 | JBA12 | Water bath, digital, 12L ambient +5 to 95°C,includes base tray | Water bath, digital, 12L ambient +5 to 95°C,includes base tray | Biosan | 1 | STK | STK/1 | 797.4 | EUR | 2025-01-01 | 2025-12-31
3765860 | JBA18 | Water bath, digital, 18L ambient +5 to 95°C,includes base tray | Water bath, digital, 18L ambient +5 to 95°C,includes base tray | Biosan | 1 | STK | STK/1 | 964.5 | EUR | 2025-01-01 | 2025-12-31
3765861 | SBB AQUA 5 PLUS | Boiling water bath with energy regulator andstainless steel tank, set to 100°C only, 5L | Boiling water bath with energy regulator andstainless steel tank, set to 100°C only, 5L | Biosan | 1 | STK | STK/1 | 1301.7 | EUR | 2025-01-01 | 2025-12-31
3765862 | SBB AQUA 12 PLUS | Boiling water bath with energy regulator andstainless steel tank, set to 100°C only, 12L | Boiling water bath with energy regulator andstainless steel tank, set to 100°C only, 12L | Biosan | 1 | STK | STK/1 | 1412 | EUR | 2025-01-01 | 2025-12-31
3765864 | SBB AQUA 26 PLUS | Boiling water bath with energy regulator andstainless steel tank, set to 100°C only, 26L | Boiling water bath with energy regulator andstainless steel tank, set to 100°C only, 26L | Biosan | 1 | STK | STK/1 | 1756.6 | EUR | 2025-01-01 | 2025-12-31
3765865 | J2-10 | Test tube racks stainless steel for SAP, JBN, JBAand SBB baths for 10mm tubes | Test tube racks stainless steel for SAP, JBN, JBAand SBB baths for 10mm tubes | Biosan | 1 | STK | STK/1 | 141.8 | EUR | 2025-01-01 | 2025-12-31
3765866 | J2-13 | Test tube racks stainless steel for SAP, JBN, JBAand SBB baths for 13mm tubes | Test tube racks stainless steel for SAP, JBN, JBAand SBB baths for 13mm tubes | Biosan | 1 | STK | STK/1 | 141.8 | EUR | 2025-01-01 | 2025-12-31
3765867 | J2-16 | Test tube racks stainless steel for SAP, JBN, JBAand SBB baths for 16mm tubes | Test tube racks stainless steel for SAP, JBN, JBAand SBB baths for 16mm tubes | Biosan | 1 | STK | STK/1 | 141.8 | EUR | 2025-01-01 | 2025-12-31
3765868 | J2-19 | Test tube racks stainless steel for SAP, JBN, JBAand SBB baths for 19mm tubes | Test tube racks stainless steel for SAP, JBN, JBAand SBB baths for 19mm tubes | Biosan | 1 | STK | STK/1 | 141.8 | EUR | 2025-01-01 | 2025-12-31
3765869 | J2-25 | Test tube racks stainless steel for SAP, JBN, JBAand SBB baths for 25mm tubes | Test tube racks stainless steel for SAP, JBN, JBAand SBB baths for 25mm tubes | Biosan | 1 | STK | STK/1 | 141.8 | EUR | 2025-01-01 | 2025-12-31
3765870 | J2-30 | Test tube racks stainless steel for SAP, JBN, JBAand SBB baths for 30mm tubes | Test tube racks stainless steel for SAP, JBN, JBAand SBB baths for 30mm tubes | Biosan | 1 | STK | STK/1 | 141.8 | EUR | 2025-01-01 | 2025-12-31
3765871 | J2-SE | Test tube racks stainless steel for SAP, JBN, JBAand SBB baths for 0.5ml microtubes | Test tube racks stainless steel for SAP, JBN, JBAand SBB baths for 0.5ml microtubes | Biosan | 1 | STK | STK/1 | 143.9 | EUR | 2025-01-01 | 2025-12-31
3765872 | J2-LE | Test tube racks stainless steel for SAP, JBN, JBAand SBB baths for 1.5ml microtubes | Test tube racks stainless steel for SAP, JBN, JBAand SBB baths for 1.5ml microtubes | Biosan | 1 | STK | STK/1 | 141.8 | EUR | 2025-01-01 | 2025-12-31
3765873 | RS14H | Raised shelf stainless steel for SAP12, JBN12,JBA12 AND SBB AQUA 12 PLUS | Raised shelf stainless steel for SAP12, JBN12,JBA12 AND SBB AQUA 12 PLUS | Biosan | 1 | STK | STK/1 | 173.3 | EUR | 2025-01-01 | 2025-12-31
3765874 | RS18H | Raised shelf stainless steel for SAP18, JBN18,JBA18 and SBB AQUA 18 PLUS | Raised shelf stainless steel for SAP18, JBN18,JBA18 and SBB AQUA 18 PLUS | Biosan | 1 | STK | STK/1 | 203.8 | EUR | 2025-01-01 | 2025-12-31
3765875 | RS28H | Raised shelf stainless steel for SAP26, JBN26 andSBB AQUA 26 PLUS | Raised shelf stainless steel for SAP26, JBN26 andSBB AQUA 26 PLUS | Biosan | 1 | STK | STK/1 | 242.7 | EUR | 2025-01-01 | 2025-12-31
3765876 | RS36H | Raised shelf stainless steel for SAP34 | Raised shelf stainless steel for SAP34 | Biosan | 1 | STK | STK/1 | 313.1 | EUR | 2025-01-01 | 2025-12-31
3765878 | SBT6 | Base tray stainless steel for SAP2S, SAP5, JBN5,JBA5 and SBB AQUA 5 PLUS | Base tray stainless steel for SAP2S, SAP5, JBN5,JBA5 and SBB AQUA 5 PLUS | Biosan | 1 | STK | STK/1 | 117.2 | EUR | 2025-01-01 | 2025-12-31
3765879 | SBT14 | Base tray stainless steel for SAP12, JBN12, JBA12and SBB AQUA 12 PLUS | Base tray stainless steel for SAP12, JBN12, JBA12and SBB AQUA 12 PLUS | Biosan | 1 | STK | STK/1 | 109.8 | EUR | 2025-01-01 | 2025-12-31
3765880 | SBT28 | Base tray stainless steel for SAP18/26, JBN18/26,JBA18 and SBB AQUA 18/26 PLUS | Base tray stainless steel for SAP18/26, JBN18/26,JBA18 and SBB AQUA 18/26 PLUS | Biosan | 1 | STK | STK/1 | 117.2 | EUR | 2025-01-01 | 2025-12-31
3765881 | SBT36 | Base tray stainless steel for SAP34 | Base tray stainless steel for SAP34 | Biosan | 1 | STK | STK/1 | 117.2 | EUR | 2025-01-01 | 2025-12-31
3765883 | AQBT5 | Base tray polycarbonate for SAP2S, SAP5, JBN5 andJBA5 | Base tray polycarbonate for SAP2S, SAP5, JBN5 andJBA5 | Biosan | 1 | STK | STK/1 | 57 | EUR | 2025-01-01 | 2025-12-31
3765884 | AQBT12 | Base tray polycarbonate for SAP12, JBN12 and JBA12 | Base tray polycarbonate for SAP12, JBN12 and JBA12 | Biosan | 1 | STK | STK/1 | 60.1 | EUR | 2025-01-01 | 2025-12-31
3765885 | AQBT26 | Base tray polycarbonate for SAP18/26, JBN18/26and JBA18 | Base tray polycarbonate for SAP18/26, JBN18/26and JBA18 | Biosan | 1 | STK | STK/1 | 63.3 | EUR | 2025-01-01 | 2025-12-31
3765886 | LU6 | Lid gabled stainless steel for SAP2S, SAP5, JBN5,JBA5 and SBB AQUA 5 PLUS. | Lid gabled stainless steel for SAP2S, SAP5, JBN5,JBA5 and SBB AQUA 5 PLUS. | Biosan | 1 | STK | STK/1 | 228 | EUR | 2025-01-01 | 2025-12-31
3765887 | LU14 | Lid gabled stainless steel for SAP12, JBN12,JBA12, and SBB AQUA 12 PLUS. | Lid gabled stainless steel for SAP12, JBN12,JBA12, and SBB AQUA 12 PLUS. | Biosan | 1 | STK | STK/1 | 251.1 | EUR | 2025-01-01 | 2025-12-31
3765888 | LU28 | Lid gabled stainless steel for SAP18/26,JBN18/26, JBA18 and SBB AQUA 18/26 PLUS. | Lid gabled stainless steel for SAP18/26, JBN18/26,JBA18 and SBB AQUA 18/26 PLUS. | Biosan | 1 | STK | STK/1 | 281.8 | EUR | 2025-01-01 | 2025-12-31
3765889 | LU36 | Lid gabled stainless steel for SAP34 | Lid gabled stainless steel for SAP34 | Biosan | 1 | STK | STK/1 | 325.2 | EUR | 2025-01-01 | 2025-12-31
3765890 | LF6 | Lid flat stainless steel with ring set forSAP2S/5, JBN5, JBA5 and SBB AQUA 5 PLUS. 2 ringsets | Lid flat stainless steel with ring set forSAP2S/5, JBN5, JBA5 and SBB AQUA 5 PLUS. 2 ringsets | Biosan | 1 | STK | STK/1 | 272.1 | EUR | 2025-01-01 | 2025-12-31
3765891 | LF14 | Lid flat stainless steel with ring set for SAP12,JBN12, JBA12 and SBB AQUA 12 PLUS. 4 ring sets | Lid flat stainless steel with ring set for SAP12,JBN12, JBA12 and SBB AQUA 12 PLUS. 4 ring sets | Biosan | 1 | STK | STK/1 | 419.2 | EUR | 2025-01-01 | 2025-12-31
3765892 | LF28 | Lid flat stainless steel with ring set forSAP18/26, JBN18/26, JBA18 and SBB AQUA 18/26PLUS. 6 ring sets | Lid flat stainless steel with ring set forSAP18/26, JBN18/26, JBA18 and SBB AQUA 18/26 PLUS.6 ring sets | Biosan | 1 | STK | STK/1 | 581 | EUR | 2025-01-01 | 2025-12-31
3765895 | AQL5 | Lid gabled polycarbonate clear for SAP2S/5, JBN5,JBA5, and SBB AQUA 5 PLUS | Lid gabled polycarbonate clear for SAP2S/5, JBN5,JBA5, and SBB AQUA 5 PLUS | Biosan | 1 | STK | STK/1 | 116.1 | EUR | 2025-01-01 | 2025-12-31
3765896 | AQL12 | Lid gabled polycarbonate clear for SAP12, JBN12and JBA12 and SBB AQUA 12 PLUS | Lid gabled polycarbonate clear for SAP12, JBN12and JBA12 and SBB AQUA 12 PLUS | Biosan | 1 | STK | STK/1 | 142.5 | EUR | 2025-01-01 | 2025-12-31
3765897 | AQL26 | Lid gabled polycarbonate clear for SAP18/26,JBN18/26, JBA18 and SBB AQUA 18/26 PLUS | Lid gabled polycarbonate clear for SAP18/26,JBN18/26, JBA18 and SBB AQUA 18/26 PLUS | Biosan | 1 | STK | STK/1 | 162.6 | EUR | 2025-01-01 | 2025-12-31
3765898 | UWB-DS | Drain stopper, pack of 5, for use with SAP andJBN baths 12L and above | Drain stopper, pack of 5, for use with SAP andJBN baths 12L and above | Biosan | 1 | STK | STK/1 | 26.4 | EUR | 2025-01-01 | 2025-12-31
3765899 | OLS26 | Orbital/linear shaking water bath, digital, 26L,0* to 99°C, includes clear lid and TU26 universaltray* | Orbital/linear shaking water bath, digital, 26L,0* to 99°C, includes clear lid and TU26 universaltray* | Biosan | 1 | STK | STK/1 | 4259.2 | EUR | 2025-01-01 | 2025-12-31
3765900 | LSB12 | Linear shaking water bath, digital, 12L, ambient+5 to 99°C, includes clear lid and TU12 universaltray | Linear shaking water bath, digital, 12L, ambient+5 to 99°C, includes clear lid and TU12 universaltray | Biosan | 1 | STK | STK/1 | 3100.3 | EUR | 2025-01-01 | 2025-12-31
3765901 | LSB18 | Linear shaking water bath, digital, 18L, ambient+5 to 99°C, includes clear lid and TU18 universaltray | Linear shaking water bath, digital, 18L, ambient+5 to 99°C, includes clear lid and TU18 universaltray | Biosan | 1 | STK | STK/1 | 3551 | EUR | 2025-01-01 | 2025-12-31
3765905 | TS12 | Test tube tray for LSB12, holds 3 x SR racks orcan be used as plain tray | Test tube tray for LSB12, holds 3 x SR racks orcan be used as plain tray | Biosan | 1 | STK | STK/1 | 313.1 | EUR | 2025-01-01 | 2025-12-31
3765906 | TS18 | Test tube tray for LSB18, holds 5 x SR racks orcan be used as plain tray | Test tube tray for LSB18, holds 5 x SR racks orcan be used as plain tray | Biosan | 1 | STK | STK/1 | 332 | EUR | 2025-01-01 | 2025-12-31
3765907 | TS26 | Test tube tray for OLS26, holds 5 x SR racks orcan be used as plain tray | Test tube tray for OLS26, holds 5 x SR racks orcan be used as plain tray | Biosan | 1 | STK | STK/1 | 330.9 | EUR | 2025-01-01 | 2025-12-31
3765908 | TF12 | Flask tray for LSB12, compatible with SC flaskclamps and SR racks | Flask tray for LSB12, compatible with SC flaskclamps and SR racks | Biosan | 1 | STK | STK/1 | 313.1 | EUR | 2025-01-01 | 2025-12-31
3765909 | TF18 | Flask tray for LSB18, compatible with SC flaskclamps and SR racks | Flask tray for LSB18, compatible with SC flaskclamps and SR racks | Biosan | 1 | STK | STK/1 | 339.4 | EUR | 2025-01-01 | 2025-12-31
3765910 | TF26 | Flask tray for OLS26, compatible with SC flaskclamps and SR racks | Flask tray for OLS26, compatible with SC flaskclamps and SR racks | Biosan | 1 | STK | STK/1 | 336.2 | EUR | 2025-01-01 | 2025-12-31
3765911 | SBT12 | Base tray, stainless steel, perforated for LSB12 | Base tray, stainless steel, perforated for LSB12 | Biosan | 1 | STK | STK/1 | 130.3 | EUR | 2025-01-01 | 2025-12-31
3765912 | SBT26 | Base tray, stainless steel, perforated forOLS26/LSB18 | Base tray, stainless steel, perforated forOLS26/LSB18 | Biosan | 1 | STK | STK/1 | 129.3 | EUR | 2025-01-01 | 2025-12-31
3765913 | SR-10 | Test tube rack SR for 48 x 10mm tubes | Test tube rack SR for 48 x 10mm tubes | Biosan | 1 | STK | STK/1 | 177.4 | EUR | 2025-01-01 | 2025-12-31
3765914 | SR-13 | Test tube rack SR for 44 x 13mm tubes | Test tube rack SR for 44 x 13mm tubes | Biosan | 1 | STK | STK/1 | 177.4 | EUR | 2025-01-01 | 2025-12-31
3765915 | SR-16 | Test tube rack SR for 24 x 16mm tubes | Test tube rack SR for 24 x 16mm tubes | Biosan | 1 | STK | STK/1 | 177.4 | EUR | 2025-01-01 | 2025-12-31
3765916 | SR-19 | Test tube rack SR for 21 x 19mm tubes | Test tube rack SR for 21 x 19mm tubes | Biosan | 1 | STK | STK/1 | 177.4 | EUR | 2025-01-01 | 2025-12-31
3765917 | SR-25 | Test tube rack SR for 12 x 25mm tubes | Test tube rack SR for 12 x 25mm tubes | Biosan | 1 | STK | STK/1 | 177.4 | EUR | 2025-01-01 | 2025-12-31
3765918 | SR-30 | Test tube rack SR for 10 x 30mm tubes | Test tube rack SR for 10 x 30mm tubes | Biosan | 1 | STK | STK/1 | 177.4 | EUR | 2025-01-01 | 2025-12-31
3765920 | SR-LE | Test tube rack SR for 48 x 1.5ml microtubes | Test tube rack SR for 48 x 1.5ml microtubes | Biosan | 1 | STK | STK/1 | 177.4 | EUR | 2025-01-01 | 2025-12-31
3765921 | SC-25 | Spring clamp SC for 25ml flask | Spring clamp SC for 25ml flask | Biosan | 1 | STK | STK/1 | 56 | EUR | 2025-01-01 | 2025-12-31
3765922 | SC-50 | Spring clamp SC for 50ml flask | Spring clamp SC for 50ml flask | Biosan | 1 | STK | STK/1 | 56 | EUR | 2025-01-01 | 2025-12-31
3765923 | SC-100 | Spring clamp SC for 100ml flask | Spring clamp SC for 100ml flask | Biosan | 1 | STK | STK/1 | 76 | EUR | 2025-01-01 | 2025-12-31
3765924 | SC-250 | Spring clamp SC for 250ml flask | Spring clamp SC for 250ml flask | Biosan | 1 | STK | STK/1 | 78.1 | EUR | 2025-01-01 | 2025-12-31
3765925 | SC-500 | Spring clamp SC for 500ml flask | Spring clamp SC for 500ml flask | Biosan | 1 | STK | STK/1 | 78.1 | EUR | 2025-01-01 | 2025-12-31
3765926 | SC-1000 | Spring clamp SC for 1000ml flask | Spring clamp SC for 1000ml flask | Biosan | 1 | STK | STK/1 | 80.2 | EUR | 2025-01-01 | 2025-12-31
3765927 | SSK | Spare spring kit for use with universal tray (10short and 6 long springs) | Spare spring kit for use with universal tray (10short and 6 long springs) | Biosan | 1 | STK | STK/1 | 61.2 | EUR | 2025-01-01 | 2025-12-31
3765928 | LS200 | Lid gabled stainless steel for OLS26 (with holefor cooling coil access) | Lid gabled stainless steel for OLS26 (with holefor cooling coil access) | Biosan | 1 | STK | STK/1 | 284 | EUR | 2025-01-01 | 2025-12-31
3765931 | XUB5 | Ultrasonic bath 4.5L digital, ambient + 5 to70°C, inc. lid, s/s basket, SD Card, draintubing and 1 bottle of M2 solution | Ultrasonic bath 4.5L digital, ambient + 5 to 70°C,inc. lid, s/s basket, SD Card, drain tubing and1 bottle of M2 solution | Biosan | 1 | STK | STK/1 | 2287.1 | EUR | 2025-01-01 | 2025-12-31
3765933 | XUB12 | Ultrasonic bath 12.5L digital, ambient + 5 to70°C, inc. lid, s/s basket, SD Card, draintubing and 1 bottle of M2 solution | Ultrasonic bath 12.5L digital, ambient + 5 to70°C, inc. lid, s/s basket, SD Card, draintubing and 1 bottle of M2 solution | Biosan | 1 | STK | STK/1 | 2719 | EUR | 2025-01-01 | 2025-12-31
3765934 | XUB18 | Ultrasonic bath 17.5L digital, ambient + 5 to70°C, inc. lid, s/s basket, SD Card, draintubing and 1 bottle of M2 solution | Ultrasonic bath 17.5L digital, ambient + 5 to70°C, inc. lid, s/s basket, SD Card, draintubing and 1 bottle of M2 solution | Biosan | 1 | STK | STK/1 | 3041.5 | EUR | 2025-01-01 | 2025-12-31
3765935 | XUB25 | Ultrasonic bath 25L digital, ambient + 5 to 70°C,inc. lid, s/s basket, SD Card, drain tubing and1 bottle of M2 solution | Ultrasonic bath 25L digital, ambient + 5 to 70°C,inc. lid, s/s basket, SD Card, drain tubing and1 bottle of M2 solution | Biosan | 1 | STK | STK/1 | 3556.3 | EUR | 2025-01-01 | 2025-12-31
3765936 | XUBA1 | Ultrasonic bath 1.5L analogue, includes ABS lid,s. steel basket and 1 bottle of M2 solution | Ultrasonic bath 1.5L analogue, includes ABS lid,s. steel basket and 1 bottle of M2 solution | Biosan | 1 | STK | STK/1 | 656.6 | EUR | 2025-01-01 | 2025-12-31
3765937 | XUBA3 | Ultrasonic bath 2.5L analogue, ambient +5 to70°C, includes ABS lid, s.steel basket and 1bottle of M2 solution | Ultrasonic bath 2.5L analogue, ambient +5 to 70°C,includes ABS lid, s.steel basket and 1 bottle ofM2 solution | Biosan | 1 | STK | STK/1 | 1281.7 | EUR | 2025-01-01 | 2025-12-31
3765938 | XAL1 | Lid replacement ABS for XUBA1 | Lid replacement ABS for XUBA1 | Biosan | 1 | STK | STK/1 | 48.5 | EUR | 2025-01-01 | 2025-12-31
3765939 | XAL3 | Lid replacement ABS for XUBA3 | Lid replacement ABS for XUBA3 | Biosan | 1 | STK | STK/1 | 69.7 | EUR | 2025-01-01 | 2025-12-31
3765940 | XAL5 | Lid replacement ABS for XUB5 | Lid replacement ABS for XUB5 | Biosan | 1 | STK | STK/1 | 77.1 | EUR | 2025-01-01 | 2025-12-31
3765942 | XAL12 | Lid replacement ABS for XUB12 | Lid replacement ABS for XUB12 | Biosan | 1 | STK | STK/1 | 104.5 | EUR | 2025-01-01 | 2025-12-31
3765943 | XAL18 | Lid replacement ABS for XUB18 | Lid replacement ABS for XUB18 | Biosan | 1 | STK | STK/1 | 106.6 | EUR | 2025-01-01 | 2025-12-31
3765944 | XAL25 | Lid replacement ABS for XUB25 | Lid replacement ABS for XUB25 | Biosan | 1 | STK | STK/1 | 118.2 | EUR | 2025-01-01 | 2025-12-31
3765945 | XAB1 | Basket replacement stainless steel for XUBA1 | Basket replacement stainless steel for XUBA1 | Biosan | 1 | STK | STK/1 | 90.8 | EUR | 2025-01-01 | 2025-12-31
3765946 | XAB3 | Basket replacement stainless steel for XUBA3 | Basket replacement stainless steel for XUBA3 | Biosan | 1 | STK | STK/1 | 118.2 | EUR | 2025-01-01 | 2025-12-31
3765947 | XAB5 | Basket replacement stainless steel for XUB5 | Basket replacement stainless steel for XUB5 | Biosan | 1 | STK | STK/1 | 132 | EUR | 2025-01-01 | 2025-12-31
3765949 | XAB12 | Basket replacement stainless steel for XUB12 | Basket replacement stainless steel for XUB12 | Biosan | 1 | STK | STK/1 | 209.1 | EUR | 2025-01-01 | 2025-12-31
3765950 | XAB18 | Basket replacement stainless steel for XUB18 | Basket replacement stainless steel for XUB18 | Biosan | 1 | STK | STK/1 | 271.3 | EUR | 2025-01-01 | 2025-12-31
3765951 | XAB25 | Basket replacement stainless steel for XUB25 | Basket replacement stainless steel for XUB25 | Biosan | 1 | STK | STK/1 | 299.8 | EUR | 2025-01-01 | 2025-12-31
3765952 | M2 SOL | M2 solution for use with XUBA and XUB Ultrasonicbaths (6 x 1 litre bottles) | M2 solution for use with XUBA and XUB Ultrasonicbaths (6 x 1 litre bottles) | Biosan | 1 | STK | STK/1 | 195.3 | EUR | 2025-01-01 | 2025-12-31
3765953 | QBD1 | Dry block heater digital ambient +5 to 130°Cholds 1 interchangeable block | Dry block heater digital ambient +5 to 130°Cholds 1 interchangeable block | Biosan | 1 | STK | STK/1 | 929.8 | EUR | 2025-01-01 | 2025-12-31
3765954 | QBD2 | Dry block heater digital ambient +5 to 130°Cholds 2 interchangeable blocks | Dry block heater digital ambient +5 to 130°Cholds 2 interchangeable blocks | Biosan | 1 | STK | STK/1 | 1178.7 | EUR | 2025-01-01 | 2025-12-31
3765955 | QBD4 | Dry block heater digital ambient +5 to 130°Cholds 4 interchangeable blocks | Dry block heater digital ambient +5 to 130°Cholds 4 interchangeable blocks | Biosan | 1 | STK | STK/1 | 1480.3 | EUR | 2025-01-01 | 2025-12-31
3765956 | QBH2 | Dry block heater digital ambient +5 to 200°Cholds 2 interchangeable blocks | Dry block heater digital ambient +5 to 200°Cholds 2 interchangeable blocks | Biosan | 1 | STK | STK/1 | 1480.3 | EUR | 2025-01-01 | 2025-12-31
3765957 | QB-0 | Interchangeable block for QBD & QBH plain block | Interchangeable block for QBD & QBH plain block | Biosan | 1 | STK | STK/1 | 117.2 | EUR | 2025-01-01 | 2025-12-31
3765958 | QB-10 | Interchangeable block for QBD & QBH for 24 x Ø10mm test tubes | Interchangeable block for QBD & QBH for 24 x Ø10mm test tubes | Biosan | 1 | STK | STK/1 | 158.4 | EUR | 2025-01-01 | 2025-12-31
3765959 | QB-12 | Interchangeable block for QBD & QBH for 24 x Ø12mm test tubes | Interchangeable block for QBD & QBH for 24 x Ø12mm test tubes | Biosan | 1 | STK | STK/1 | 158.4 | EUR | 2025-01-01 | 2025-12-31
3765960 | QB-13 | Interchangeable block for QBD & QBH for 12 x Ø13mm test tubes | Interchangeable block for QBD & QBH for 12 x Ø13mm test tubes | Biosan | 1 | STK | STK/1 | 158.4 | EUR | 2025-01-01 | 2025-12-31
3765961 | QB-16 | Interchangeable block for QBD & QBH for 12 x Ø16mm test tubes | Interchangeable block for QBD & QBH for 12 x Ø16mm test tubes | Biosan | 1 | STK | STK/1 | 158.4 | EUR | 2025-01-01 | 2025-12-31
3765962 | QB-17H | Interchangeable block for QBD & QBH extra deepblock, for 10 x Ø 17mm Falcon tubes, holes 75mmdeep | Interchangeable block for QBD & QBH extra deepblock, for 10 x Ø 17mm Falcon tubes, holes 75mmdeep | Biosan | 1 | STK | STK/1 | 196.3 | EUR | 2025-01-01 | 2025-12-31
3765963 | QB-18 | Interchangeable block for QBD & QBH for 12 x Ø18mm test tubes | Interchangeable block for QBD & QBH for 12 x Ø18mm test tubes | Biosan | 1 | STK | STK/1 | 158.4 | EUR | 2025-01-01 | 2025-12-31
3765964 | QB-24 | Interchangeable block for QBD & QBH for 5 x Ø24mm tubes & disposable universal bottles | Interchangeable block for QBD & QBH for 5 x Ø24mm tubes & disposable universal bottles | Biosan | 1 | STK | STK/1 | 158.4 | EUR | 2025-01-01 | 2025-12-31
3765965 | QB-50 | Interchangeable block for QBD & QBH for 4 x Ø 29mm 50ml non-skirted centrifuge tubes & glassuniversal bottles | Interchangeable block for QBD & QBH for 4 x Ø 29mm 50ml non-skirted centrifuge tubes & glassuniversal bottles | Biosan | 1 | STK | STK/1 | 158.4 | EUR | 2025-01-01 | 2025-12-31
3765966 | QB-H | Interchangeable block for QBD & QBH for 56 x0.2ml microtubes or 7 x PCR strips | Interchangeable block for QBD & QBH for 56 x 0.2ml microtubes or 7 x PCR strips | Biosan | 1 | STK | STK/1 | 158.4 | EUR | 2025-01-01 | 2025-12-31
3765967 | QB-E0 | Interchangeable block for QBD & QBH for 24 x0.5ml microcentrifuge tubes | Interchangeable block for QBD & QBH for 24 x 0.5ml microcentrifuge tubes | Biosan | 1 | STK | STK/1 | 158.4 | EUR | 2025-01-01 | 2025-12-31
3765968 | QB-E1 | Interchangeable block for QBD & QBH for 24 x1.5ml microcentrifuge tubes | Interchangeable block for QBD & QBH for 24 x 1.5ml microcentrifuge tubes | Biosan | 1 | STK | STK/1 | 158.4 | EUR | 2025-01-01 | 2025-12-31
3765969 | QB-E2 | Interchangeable block for QBD & QBH for 24 x2.0ml microcentrifuge tubes | Interchangeable block for QBD & QBH for 24 x 2.0ml microcentrifuge tubes | Biosan | 1 | STK | STK/1 | 158.4 | EUR | 2025-01-01 | 2025-12-31
3765972 | QDP-FL | Interchangeable block for 96-well plates,complete with lid; for use only in QBD2 | Interchangeable block for 96-well plates,complete with lid; for use only in QBD2 | Biosan | 1 | STK | STK/1 | 526.8 | EUR | 2025-01-01 | 2025-12-31
3765973 | QDP-H | Interchangeable block for 0.2ml tubes, strips,96-well plates; for use only in QBD2 | Interchangeable block for 0.2ml tubes, strips, 96-well plates; for use only in QBD2 | Biosan | 1 | STK | STK/1 | 376.8 | EUR | 2025-01-01 | 2025-12-31
3765974 | QBEP | External probe for QBD and QBH | External probe for QBD and QBH | Biosan | 1 | STK | STK/1 | 109.8 | EUR | 2025-01-01 | 2025-12-31
3765976 | QBL1 | Safety cover transparent polycarbonate for QDB1 | Safety cover transparent polycarbonate for QDB1 | Biosan | 1 | STK | STK/1 | 154.1 | EUR | 2025-01-01 | 2025-12-31
3765977 | QBL2 | Safety cover transparent polycarbonate for QBD2,QBH2 | Safety cover transparent polycarbonate for QBD2,QBH2 | Biosan | 1 | STK | STK/1 | 164.7 | EUR | 2025-01-01 | 2025-12-31
3765978 | QBL4 | Safety cover transparent polycarbonate for QBD4 | Safety cover transparent polycarbonate for QBD4 | Biosan | 1 | STK | STK/1 | 175.2 | EUR | 2025-01-01 | 2025-12-31
3765979 | BT5D-16 | High temperature dry block heater fixed blockdigital, ambient +10°C to 400°C for 16mm testtubes | High temperature dry block heater fixed blockdigital, ambient +10°C to 400°C for 16mm testtubes | Biosan | 1 | STK | STK/1 | 4785.5 | EUR | 2025-01-01 | 2025-12-31
3765980 | BT5D-26 | High temperature dry block heater fixed blockdigital, ambient +10°C to 400°C for 26mm testtubes | High temperature dry block heater fixed blockdigital, ambient +10°C to 400°C for 26mm testtubes | Biosan | 1 | STK | STK/1 | 4883.2 | EUR | 2025-01-01 | 2025-12-31
3765995 | CAL SPECIAL | Calibration of scientific products to onetemperature point of your choice - must berequested prior to despatch | Calibration of scientific products to onetemperature point of your choice - must berequested prior to despatch | Biosan | 1 | STK | STK/1 | 212.1 | EUR | 2025-01-01 | 2025-12-31
3765996 | IQOQ T100 | IQOQ documentation for T100 | IQOQ documentation for T100 | Biosan | 1 | STK | STK/1 | 571.2 | EUR | 2025-01-01 | 2025-12-31
3765997 | PQ T100 | PQ documentation for T100 | PQ documentation for T100 | Biosan | 1 | STK | STK/1 | 282.5 | EUR | 2025-01-01 | 2025-12-31
3765998 | IQOQ TC120 | IQOQ documentation for TC120 | IQOQ documentation for TC120 | Biosan | 1 | STK | STK/1 | 716 | EUR | 2025-01-01 | 2025-12-31
3765999 | PQ TC120 | PQ documentation for TC120 | PQ documentation for TC120 | Biosan | 1 | STK | STK/1 | 355 | EUR | 2025-01-01 | 2025-12-31
3766000 | IQOQ TX150 | IQOQ documentation for TX150 | IQOQ documentation for TX150 | Biosan | 1 | STK | STK/1 | 716 | EUR | 2025-01-01 | 2025-12-31
3766001 | PQ TX150 | PQ documentation for TX150 | PQ documentation for TX150 | Biosan | 1 | STK | STK/1 | 355 | EUR | 2025-01-01 | 2025-12-31
3766002 | IQOQ TXF200 | IQOQ documentation for TXF200 | IQOQ documentation for TXF200 | Biosan | 1 | STK | STK/1 | 716 | EUR | 2025-01-01 | 2025-12-31
3766003 | PQ TXF200 | PQ documentation for TXF200 | PQ documentation for TXF200 | Biosan | 1 | STK | STK/1 | 355 | EUR | 2025-01-01 | 2025-12-31
3766004 | IQOQ CXG | IQOQ documentation for C1G or C2G | IQOQ documentation for C1G or C2G | Biosan | 1 | STK | STK/1 | 571.2 | EUR | 2025-01-01 | 2025-12-31
3766005 | PQ CXG | PQ documentation for C1G or C2G | PQ documentation for C1G or C2G | Biosan | 1 | STK | STK/1 | 282.5 | EUR | 2025-01-01 | 2025-12-31
3766014 | IQOQ SAP | IQOQ documentation for all SUB Aqua Pro models(SAP) | IQOQ documentation for all SUB Aqua Pro models(SAP) | Biosan | 1 | STK | STK/1 | 571.2 | EUR | 2025-01-01 | 2025-12-31
3766015 | PQ SAP | PQ documentation for all SUB Aqua Pro models (SAP) | PQ documentation for all SUB Aqua Pro models (SAP) | Biosan | 1 | STK | STK/1 | 282.5 | EUR | 2025-01-01 | 2025-12-31
3766016 | IQOQ JBN JBA | IQOQ documentation for all JB models (JBN & JBA) | IQOQ documentation for all JB models (JBN & JBA) | Biosan | 1 | STK | STK/1 | 571.2 | EUR | 2025-01-01 | 2025-12-31
3766017 | PQ JBN JBA | PQ documentation for all JB Aqua Plus models (JBN& JBA) | PQ documentation for all JB Aqua Plus models (JBN& JBA) | Biosan | 1 | STK | STK/1 | 282.5 | EUR | 2025-01-01 | 2025-12-31
3766018 | IQOQ SBB AQUA PLUS | IQOQ documentation for all SBB Aqua Plus models | IQOQ documentation for all SBB Aqua Plus models | Biosan | 1 | STK | STK/1 | 571.2 | EUR | 2025-01-01 | 2025-12-31
3766019 | PQ SBB AQUA PLUS | PQ documentation for all SBB Aqua Plus models | PQ documentation for all SBB Aqua Plus models | Biosan | 1 | STK | STK/1 | 282.5 | EUR | 2025-01-01 | 2025-12-31
3766020 | IQOQ OLS26 | IQOQ documentation for OLS26 | IQOQ documentation for OLS26 | Biosan | 1 | STK | STK/1 | 716 | EUR | 2025-01-01 | 2025-12-31
3766021 | PQ OLS26 | PQ documentation for OLS26 | PQ documentation for OLS26 | Biosan | 1 | STK | STK/1 | 355 | EUR | 2025-01-01 | 2025-12-31
3766022 | IQOQ LSB | IQOQ documentation for LSB12/LSB18 | IQOQ documentation for LSB12/LSB18 | Biosan | 1 | STK | STK/1 | 716 | EUR | 2025-01-01 | 2025-12-31
3766023 | PQ LSB | PQ documentation for LSB12/LSB18 | PQ documentation for LSB12/LSB18 | Biosan | 1 | STK | STK/1 | 355 | EUR | 2025-01-01 | 2025-12-31
3766024 | IQOQ XUB | IQOQ documentation for all XUB digital ultrasonicbaths | IQOQ documentation for all XUB digital ultrasonicbaths | Biosan | 1 | STK | STK/1 | 716 | EUR | 2025-01-01 | 2025-12-31
3766025 | PQ XUB | PQ documentation for all XUB digital ultrasonicbaths | PQ documentation for all XUB digital ultrasonicbaths | Biosan | 1 | STK | STK/1 | 355 | EUR | 2025-01-01 | 2025-12-31
3766026 | IQOQ XUBA | IQOQ documentation for all XUBA analogueultrasonic baths | IQOQ documentation for all XUBA analogueultrasonic baths | Biosan | 1 | STK | STK/1 | 571.2 | EUR | 2025-01-01 | 2025-12-31
3766027 | PQ XUBA | PQ documentation for all XUBA analogue ultrasonicbaths | PQ documentation for all XUBA analogue ultrasonicbaths | Biosan | 1 | STK | STK/1 | 282.5 | EUR | 2025-01-01 | 2025-12-31
3766028 | IQOQ QBD | IQOQ documentation QBD | IQOQ documentation QBD | Biosan | 1 | STK | STK/1 | 716 | EUR | 2025-01-01 | 2025-12-31
3766029 | PQ QBD | PQ documentation for QBD | PQ documentation for QBD | Biosan | 1 | STK | STK/1 | 355 | EUR | 2025-01-01 | 2025-12-31
3766030 | IQOQ QBH | IQOQ documentation for QBH | IQOQ documentation for QBH | Biosan | 1 | STK | STK/1 | 716 | EUR | 2025-01-01 | 2025-12-31
3766031 | PQ QBH | PQ documentation for QBH | PQ documentation for QBH | Biosan | 1 | STK | STK/1 | 355 | EUR | 2025-01-01 | 2025-12-31
3766032 | IQOQ BTD | IQOQ documentation for BTD | IQOQ documentation for BTD | Biosan | 1 | STK | STK/1 | 253 | EUR | 2025-01-01 | 2025-12-31
3766033 | PQ BTD | PQ documentation for BTD | PQ documentation for BTD | Biosan | 1 | STK | STK/1 | 140.8 | EUR | 2025-01-01 | 2025-12-31
3766034 | IQOQ BT5D-X | IQOQ documentation BT5D | IQOQ documentation BT5D | Biosan | 1 | STK | STK/1 | 716 | EUR | 2025-01-01 | 2025-12-31
3766035 | PQ BT5D-X | PQ documentation for BT5D | PQ documentation for BT5D | Biosan | 1 | STK | STK/1 | 355 | EUR | 2025-01-01 | 2025-12-31
3766036 | IQOQ CS200G | IQOQ documentation for CS200G | IQOQ documentation for CS200G | Biosan | 1 | STK | STK/1 | 571.2 | EUR | 2025-01-01 | 2025-12-31
3766037 | PQ CS200G | PQ documentation for CS200G | PQ documentation for CS200G | Biosan | 1 | STK | STK/1 | 282.5 | EUR | 2025-01-01 | 2025-12-31
3766044 | EWA1 | Group A extended warranty EWA, 1 year | Group A extended warranty EWA, 1 year | Biosan | 1 | STK | STK/1 | 101 | EUR | 2025-01-01 | 2025-12-31
3766045 | EWA2 | Group A extended warranty EWA, 2 year | Group A extended warranty EWA, 2 year | Biosan | 1 | STK | STK/1 | 161 | EUR | 2025-01-01 | 2025-12-31
3766046 | EWB1 | Group B extended warranty EWB, 1 year | Group B extended warranty EWB, 1 year | Biosan | 1 | STK | STK/1 | 192 | EUR | 2025-01-01 | 2025-12-31
3766047 | EWB2 | Group B extended warranty EWB, 2 year | Group B extended warranty EWB, 2 year | Biosan | 1 | STK | STK/1 | 314 | EUR | 2025-01-01 | 2025-12-31
3766048 | EWC1 | Group C extended warranty EWC, 1 year | Group C extended warranty EWC, 1 year | Biosan | 1 | STK | STK/1 | 314 | EUR | 2025-01-01 | 2025-12-31
3766049 | EWC2 | Group C extended warranty EWC, 2 year | Group C extended warranty EWC, 2 year | Biosan | 1 | STK | STK/1 | 551 | EUR | 2025-01-01 | 2025-12-31
3766057 | BS-010159-IK | B-2SL, Block for one deep-well plate Starlab® µl | B-2SL, Block for one deep-well plate Starlab® µl | Biosan | 1 | STK | STK/1 | 595 | EUR | 2025-01-01 | 2025-12-31
3766095 | BS-010418-NK | IQOQ documentation for CH 3-150 | IQOQ documentation for CH 3-150 | Biosan | 1 | STK | STK/1 | 200 | EUR | 2025-01-01 | 2025-12-31
3766096 | BS-050108-DK | IQOQ documentation for HiPo MPP-96 | IQOQ documentation for HiPo MPP-96 | Biosan | 1 | STK | STK/1 | 380 | EUR | 2025-01-01 | 2025-12-31
3766097 | BS-010108-GK | IQOQ documentation for OS-20 | IQOQ documentation for OS-20 | Biosan | 1 | STK | STK/1 | 180 | EUR | 2025-01-01 | 2025-12-31
3766098 | BS-010160-AK | IQOQ documentation for RTS-1C | IQOQ documentation for RTS-1C | Biosan | 1 | STK | STK/1 | 380 | EUR | 2025-01-01 | 2025-12-31
3766099 | BS-010425-DK | IQOQ documentation for S-Bt Smart BioTherm | IQOQ documentation for S-Bt Smart BioTherm | Biosan | 1 | STK | STK/1 | 380 | EUR | 2025-01-01 | 2025-12-31
3766148 | BS-010417-BK | PQ documentation for DB-10C | PQ documentation for DB-10C | Biosan | 1 | STK | STK/1 | 110 | EUR | 2025-01-01 | 2025-12-31
3766149 | BS-010420-CK | PQ documentation for DB-4S | PQ documentation for DB-4S | Biosan | 1 | STK | STK/1 | 110 | EUR | 2025-01-01 | 2025-12-31
3766150 | BS-050108-EK | PQ documentation for HiPo MPP-96 | PQ documentation for HiPo MPP-96 | Biosan | 1 | STK | STK/1 | 200 | EUR | 2025-01-01 | 2025-12-31
3766151 | BS-010108-HK | PQ documentation for OS-20 | PQ documentation for OS-20 | Biosan | 1 | STK | STK/1 | 95 | EUR | 2025-01-01 | 2025-12-31
3766152 | BS-010160-BK | PQ documentation for RTS-1C | PQ documentation for RTS-1C | Biosan | 1 | STK | STK/1 | 200 | EUR | 2025-01-01 | 2025-12-31
3766153 | BS-010425-EK | PQ documentation for S-Bt Smart BioTherm | PQ documentation for S-Bt Smart BioTherm | Biosan | 1 | STK | STK/1 | 200 | EUR | 2025-01-01 | 2025-12-31
3844221 | BS-010159-OK | B-05PO B-05PO, Block for deep well PlateOne,96/0.5 ml Cat.No.S1896-5000 | B-05PO B-05PO, Block for deep well PlateOne, 96/0.5 ml Cat.No.S1896-5000 | Biosan | 1 | STK | STK/1 | 595 | EUR | 2025-01-01 | 2025-12-31
3844222 | BS-010159-MK | B-08AB B-08AB, Block for one Abgene StoragePlate, 96-well, 800 µl Cat.No.AB0765, AB0859(cat.no for bulk orders) | B-08AB B-08AB, Block for one Abgene Storage Plate,96-well, 800 µl Cat.No.AB0765, AB0859 (cat.nofor bulk orders) | Biosan | 1 | STK | STK/1 | 595 | EUR | 2025-01-01 | 2025-12-31
3844223 | BS-010159-SK | B-12AB B-12AB, Block for Abgene™ 96 Well 1.2mLdeepwell plate Cat.No.AB0564 (QTY 1x), AB0787(QTY 50x) | B-12AB B-12AB, Block for Abgene™ 96 Well 1.2mLdeepwell plate Cat.No.AB0564 (QTY 1x), AB0787(QTY 50x) | Biosan | 1 | STK | STK/1 | 625 | EUR | 2025-01-01 | 2025-12-31
3844224 | BS-010159-UK | B-1R B-1R, Block for one deep-well plate Riplate®96/1000 µl Cat.No.43001-0101 | B-1R B-1R, Block for one deep-well plate Riplate®96/1000 µl Cat.No.43001-0101 | Biosan | 1 | STK | STK/1 | 470 | EUR | 2025-01-01 | 2025-12-31
3844225 | BS-010159-JK | B-2BBI B-2BBI, block for one deep-well plate SSIBio Cat.No.703B00 (strips) 713B00 (with rack) | B-2BBI B-2BBI, block for one deep-well plate SSIBio Cat.No.703B00 (strips) 713B00 (with rack) | Biosan | 1 | STK | STK/1 | 510 | EUR | 2025-01-01 | 2025-12-31
3844226 | BS-010159-LK | B-2KF B-2KF, Block for a deep well plate PowerMagGlass Bead Plate 96 Cat.No.27600-4-KF-BP | B-2KF B-2KF, Block for a deep well plate PowerMagGlass Bead Plate 96 Cat.No.27600-4-KF-BP | Biosan | 1 | STK | STK/1 | 470 | EUR | 2025-01-01 | 2025-12-31
3844227 | BS-010159-RK | B-2M B-2M, block for one deep-well plate forKingFisher Deepwell 96 Plate Cat.No.95040450 | B-2M B-2M, block for one deep-well plate forKingFisher Deepwell 96 Plate Cat.No.95040450 | Biosan | 1 | STK | STK/1 | 470 | EUR | 2025-01-01 | 2025-12-31
3844228 | BS-010159-DK | B-2N B-2N, block for a deep well plate Nunc®96/2000 µl Cat.No.278743 (sterile);278752(non-sterile) | B-2N B-2N, block for a deep well plate Nunc®96/2000 µl Cat.No.278743 (sterile);278752 (non-sterile) | Biosan | 1 | STK | STK/1 | 595 | EUR | 2025-01-01 | 2025-12-31
3844229 | BS-010159-NK | B-2PO B-2PO, Block for deep well PlateOne, 96/2ml Cat.No.S1896-2000 | B-2PO B-2PO, Block for deep well PlateOne, 96/2ml Cat.No.S1896-2000 | Biosan | 1 | STK | STK/1 | 470 | EUR | 2025-01-01 | 2025-12-31
3844230 | BS-010159-TK | B-2R B-2R, Block for one deep-well plate Riplate®96/2000 µl Cat. No. 43001-0103 | B-2R B-2R, Block for one deep-well plate Riplate®96/2000 µl Cat. No. 43001-0103 | Biosan | 1 | STK | STK/1 | 470 | EUR | 2025-01-01 | 2025-12-31
3844231 | BS-010159-PK | B-2SD B-2SD, block for one deep-well plateSlicprep?? 96 Device Cat.No. AB0932 | B-2SD B-2SD, block for one deep-well plateSlicprep?? 96 Device Cat.No. AB0932 | Biosan | 1 | STK | STK/1 | 470 | EUR | 2025-01-01 | 2025-12-31
3844232 | BS-010221-JK | BA-14/2U, bucket adapter for 14x2ml microtesttubes (set of 4 pcs.). To be used with BR-4Urotor. | BA-14/2U, bucket adapter for 14x2ml microtesttubes (set of 4 pcs.). To be used with BR-4Urotor. | Biosan | 1 | STK | STK/1 | 470 | EUR | 2025-01-01 | 2025-12-31
3844233 | BS-010221-CK | BA-2/50, bucket adapter for 2x 50ml tubes (set of4 pcs.) To be used with BR-4U rotor. | BA-2/50, bucket adapter for 2x 50ml tubes (set of4 pcs.) To be used with BR-4U rotor. | Biosan | 1 | STK | STK/1 | 450 | EUR | 2025-01-01 | 2025-12-31
3844236 | BS-010221-FK | BA-8/5, bucket adapter for 8x5ml tubes (set of 4pcs.) To be used with BR-4U rotor. | BA-8/5, bucket adapter for 8x5ml tubes (set of 4pcs.) To be used with BR-4U rotor. | Biosan | 1 | STK | STK/1 | 490 | EUR | 2025-01-01 | 2025-12-31
3844237 | BS-010221-VK | BI-25-6, Insert for 25 ml conical tubes. set of 6pcs. To be used with Ri-6 / Ri-6P rotor. | BI-25-6, Insert for 25 ml conical tubes. set of 6pcs. To be used with Ri-6 / Ri-6P rotor. | Biosan | 1 | STK | STK/1 | 50 | EUR | 2025-01-01 | 2025-12-31
3844238 | BS-010221-UK | BI-25-8 Insert for 25 ml conical tubes. set of 8pcs. To be used with BA-2/50 adapter set. | BI-25-8 Insert for 25 ml conical tubes. set of 8pcs. To be used with BA-2/50 adapter set. | Biosan | 1 | STK | STK/1 | 68 | EUR | 2025-01-01 | 2025-12-31
3844239 | BS-010221-PK | BN-13/100, set of 16 pcs. buckets for 13x100 mmtubes (e.g.4-8 ml vacutainers) To be used withBA-4/10 adapter set. | BN-13/100, set of 16 pcs. buckets for 13x100 mmtubes (e.g.4-8 ml vacutainers) To be used with BA-4/10 adapter set. | Biosan | 1 | STK | STK/1 | 240 | EUR | 2025-01-01 | 2025-12-31
3844240 | BS-010221-SK | BN-13/100-24, set of 24 pcs. buckets for 13x100mm tubes (e.g.4-8 ml vacutainers) To be used withRi-24/10 rotor. | BN-13/100-24, set of 24 pcs. buckets for 13x100mm tubes (e.g.4-8 ml vacutainers) To be used withRi-24/10 rotor. | Biosan | 1 | STK | STK/1 | 340 | EUR | 2025-01-01 | 2025-12-31
3844241 | BS-010221-OK | BN-13/75-16, set of 16 pcs. buckets for 13x75 mmtubes (e.g.2-5ml vacutainers) To be used withBA-4/10 adapter set. | BN-13/75-16, set of 16 pcs. buckets for 13x75 mmtubes (e.g.2-5ml vacutainers) To be used with BA-4/10 adapter set. | Biosan | 1 | STK | STK/1 | 240 | EUR | 2025-01-01 | 2025-12-31
3844242 | BS-010221-RK | BN-13/75-24, set of 24 pcs. buckets for 13x75 mmtubes (e.g.2-5ml vacutainers) To be used withRi-24/10 rotor. | BN-13/75-24, set of 24 pcs. buckets for 13x75 mmtubes (e.g.2-5ml vacutainers) To be used with Ri-24/10 rotor. | Biosan | 1 | STK | STK/1 | 320 | EUR | 2025-01-01 | 2025-12-31
3844243 | BS-010221-QK | BN-16/100-16, set of 16 pcs. buckets for 16x100mm tubes (e.g.8-9 ml vacutainers) To be used withBA-4/10 adapter set. | BN-16/100-16, set of 16 pcs. buckets for 16x100mm tubes (e.g.8-9 ml vacutainers) To be used withBA-4/10 adapter set. | Biosan | 1 | STK | STK/1 | 245 | EUR | 2025-01-01 | 2025-12-31
3844244 | BS-010221-TK | BN-16/100-24, set of 24 pcs. buckets for 16x100mm tubes (e.g.8-9 ml vacutainers) To be used withRi-24/10 rotor. | BN-16/100-24, set of 24 pcs. buckets for 16x100mm tubes (e.g.8-9 ml vacutainers) To be used withRi-24/10 rotor. | Biosan | 1 | STK | STK/1 | 310 | EUR | 2025-01-01 | 2025-12-31
3844245 | BS-010221-AK | BR-4U, Bucket rotor 4-place w/out adapters | BR-4U, Bucket rotor 4-place w/out adapters | Biosan | 1 | STK | STK/1 | 640 | EUR | 2025-01-01 | 2025-12-31
3844250 | BS-010172-A01 | CPS-20, CO2 Shaker 230VAC/12VDC Euro plug | CPS-20, CO2 Shaker 230VAC/12VDC Euro plug | Biosan | 1 | STK | STK/1 | 1950 | EUR | 2025-01-01 | 2025-12-31
3844251 | BS-010221-XK | IQOQ documentation for LMC-56 | IQOQ documentation for LMC-56 | Biosan | 1 | STK | STK/1 | 380 | EUR | 2025-01-01 | 2025-12-31
3844252 | BS-010221-A01 | LMC-56, Laboratory Centrifuge Biosan white,230VAC 50Hz Euro plug | LMC-56, Laboratory Centrifuge Biosan white,230VAC 50Hz Euro plug | Biosan | 1 | STK | STK/1 | 1850 | EUR | 2025-01-01 | 2025-12-31
3844256 | BS-010221-WK | PQ documentation for LMC-56 | PQ documentation for LMC-56 | Biosan | 1 | STK | STK/1 | 200 | EUR | 2025-01-01 | 2025-12-31
3844257 | BS-010221-MK | Ri-12/10, Rotor for 12 x 10-15 ml tubes | Ri-12/10, Rotor for 12 x 10-15 ml tubes | Biosan | 1 | STK | STK/1 | 350 | EUR | 2025-01-01 | 2025-12-31
3844258 | BS-010221-KK | Ri-12/15, Rotor for 12 x 15 ml tubes | Ri-12/15, Rotor for 12 x 15 ml tubes | Biosan | 1 | STK | STK/1 | 420 | EUR | 2025-01-01 | 2025-12-31
3844259 | BS-010221-GK | Ri-2, Rotor for 2 microtest plates | Ri-2, Rotor for 2 microtest plates | Biosan | 1 | STK | STK/1 | 350 | EUR | 2025-01-01 | 2025-12-31
3844260 | BS-010221-LK | Ri-24/10, Rotor for 24 x 10-15 ml tubes | Ri-24/10, Rotor for 24 x 10-15 ml tubes | Biosan | 1 | STK | STK/1 | 470 | EUR | 2025-01-01 | 2025-12-31
3844261 | BS-010221-NK | Ri-24GC, Rotor for 24 gel-cards | Ri-24GC, Rotor for 24 gel-cards | Biosan | 1 | STK | STK/1 | 580 | EUR | 2025-01-01 | 2025-12-31
3844262 | BS-010221-HK | Ri-6, Rotor (metal) for 6 x 50 ml tubes | Ri-6, Rotor (metal) for 6 x 50 ml tubes | Biosan | 1 | STK | STK/1 | 580 | EUR | 2025-01-01 | 2025-12-31
3844263 | BS-010221-IK | Ri-6P, Rotor (POM Kocetal) for 6 x 50 ml tubes | Ri-6P, Rotor (POM Kocetal) for 6 x 50 ml tubes | Biosan | 1 | STK | STK/1 | 480 | EUR | 2025-01-01 | 2025-12-31
3844264 | BS-010221-BK | RMT-24, angle rotor for 24x 1.5/2 ml microtesttubes | RMT-24, angle rotor for 24x 1.5/2 ml microtesttubes | Biosan | 1 | STK | STK/1 | 280 | EUR | 2025-01-01 | 2025-12-31
3844265 | BS-010425-HK | RS2, rack for CPS-20 installation in S-bt SmartBiotherm, Compact CO2 Incubator | RS2, rack for CPS-20 installation in S-bt SmartBiotherm, Compact CO2 Incubator | Biosan | 1 | STK | STK/1 | 265 | EUR | 2025-01-01 | 2025-12-31
3844266 | BS-010425-GK | RS6, rack incl. 3 shelves | RS6, rack incl. 3 shelves | Biosan | 1 | STK | STK/1 | 265 | EUR | 2025-01-01 | 2025-12-31
3844267 | BS-010425-A10 | S-Bt Smart Biotherm, Compact CO2 Incubator RS2,rack for CPS-20 installation incl. 1 shelf,230VAC Euro plug | S-Bt Smart Biotherm, Compact CO2 Incubator RS2,rack for CPS-20 installation incl. 1 shelf,230VAC Euro plug | Biosan | 1 | STK | STK/1 | 5253 | EUR | 2025-01-01 | 2025-12-31
3844268 | BS-010111-BK | SPM, sticky mat for Orbital shakers andShakers-Incubators | SPM, sticky mat for Orbital shakers and Shakers-Incubators | Biosan | 1 | STK | STK/1 | 65 | EUR | 2025-01-01 | 2025-12-31
3844269 | BS-010135-MK | SPML, set of 3 sticky mats for Orbital shakersand Shakers-Incubators | SPML, set of 3 sticky mats for Orbital shakersand Shakers-Incubators | Biosan | 1 | STK | STK/1 | 115 | EUR | 2025-01-01 | 2025-12-31
3844270 | BS-010306-KK | SRB, Support rod and base | SRB, Support rod and base | Biosan | 1 | STK | STK/1 | 260 | EUR | 2025-01-01 | 2025-12-31
3844272 | BS-040102-AA9 | UVC/T-AR, DNA/RNA UV-Cleaner Box NOT ASSEMBLEDBiosan white, 100-240V 50/60Hz, without internalsocket, Euro plug | UVC/T-AR, DNA/RNA UV-Cleaner Box NOT ASSEMBLEDBiosan white, 100-240V 50/60Hz, without internalsocket, Euro plug | Biosan | 1 | STK | STK/1 | 2100 | EUR | 2025-01-01 | 2025-12-31
3901539 | BS-070104-PK | Air filter for storage tank | Air filter for storage tank | Biosan | 1 | STK | STK/1 | 55 | EUR | 2025-01-01 | 2025-12-31
3928391 | BS-010701-A02 | RCP-24, Homogenizer | RCP-24, Homogenizer | Biosan | 1 | STK | STK/1 | 7280 | EUR | 2025-01-01 | 2025-12-31
3928392 | BS-010701-CK | IQOQ documentation for RCP-24 | IQOQ documentation for RCP-24 | Biosan | 1 | STK | STK/1 | 200 | EUR | 2025-01-01 | 2025-12-31
3928393 | BS-010701-DK | PQ documentation for RCP-24 | PQ documentation for RCP-24 | Biosan | 1 | STK | STK/1 | 110 | EUR | 2025-01-01 | 2025-12-31
3928394 | BS-010159-ZK | B-1B, block for Brand 1.1 ml deep well plate(Can.No. # 701350) | B-1B, block for Brand 1.1 ml deep well plate(Can.No. # 701350) | Biosan | 1 | STK | STK/1 | 510 | EUR | 2025-01-01 | 2025-12-31
3928395 | BS-010306-LK | Double clamp for MM-1000 | Double clamp for MM-1000 | Biosan | 1 | STK | STK/1 | 23 | EUR | 2025-01-01 | 2025-12-31
3928396 | BS-070104-JK | Universal remote dispenser set with 3 m supplyhose and water distribution module | Universal remote dispenser set with 3 m supplyhose and water distribution module | Biosan | 1 | STK | STK/1 | 905 | EUR | 2025-01-01 | 2025-12-31
3928397 | 10175 | External input pressure reducer | External input pressure reducer | Biosan | 1 | STK | STK/1 | 105 | EUR | 2025-01-01 | 2025-12-31
3928398 | BS-010173-A01 | ES-20/80C, Orbital Shaker-Incubator with cooling,incl.software, w/out platform | ES-20/80C, Orbital Shaker-Incubator with cooling,incl.software, w/out platform | Biosan | 1 | STK | STK/1 | 8610 | EUR | 2025-01-01 | 2025-12-31
3928399 | BS-010174-A01 | CTR-6, CO2 Roller | CTR-6, CO2 Roller | Biosan | 1 | STK | STK/1 | 980 | EUR | 2025-01-01 | 2025-12-31
3928400 | BS-010168-A09 | RTS-8, Personal Multi-channel Bioreactor withnon-invasive OD measurement in real timeS.Cerevisiae calibration | RTS-8, Personal Multi-channel Bioreactor withnon-invasive OD measurement in real timeS.Cerevisiae calibration | Biosan | 1 | STK | STK/1 | 12570 | EUR | 2025-01-01 | 2025-12-31
3928401 | BS-010168-A10 | RTS-8, Personal Multi-channel Bioreactor withnon-invasive OD measurement in real timeE.coli calibration and S.Cerevisiae calibration | RTS-8, Personal Multi-channel Bioreactor withnon-invasive OD measurement in real timeE.coli calibration and S.Cerevisiae calibration | Biosan | 1 | STK | STK/1 | 12930 | EUR | 2025-01-01 | 2025-12-31
3928402 | BS-010170-A08 | RTS-8 Plus, Personal Multi-channel Bioreactorwith non-invasive OD, pH and pO2 measurement inreal timeS.Cerevisiae calibration | RTS-8 Plus, Personal Multi-channel Bioreactorwith non-invasive OD, pH and pO2 measurement inreal timeS.Cerevisiae calibration | Biosan | 1 | STK | STK/1 | 27810 | EUR | 2025-01-01 | 2025-12-31
3928403 | BS-010170-A11 | RTS-8 Plus, Personal Multi-channel Bioreactorwith non-invasive OD, pH and pO2 measurement inreal timeE.coli calibration and S.Cerevisiae calibration | RTS-8 Plus, Personal Multi-channel Bioreactorwith non-invasive OD, pH and pO2 measurement inreal timeE.coli calibration and S.Cerevisiae calibration | Biosan | 1 | STK | STK/1 | 28195 | EUR | 2025-01-01 | 2025-12-31
6051746 | BS-010221-YK | BA-4/FT, Bucket adapters for 4 conical bottom centrifuge tubes of 15 ml (set of 4 pcs.) |  | Biosan | 1 | STK | STK | 390 | EUR | 2025-01-01 | 2025-12-31
6051747 | BS-010221-3K | BA-4/RT, Bucket adapters for 4 round bottom centrifuge tubes of 10 ml (set of 4 pcs.) | BA-4/FT, Bucket adapters for 4 conical bottom centrifuge tubes of 15 ml (set of 4 pcs.) | Biosan | 1 | STK | STK | 370 | EUR | 2025-01-01 | 2025-12-31
6051748 | BS-010221-4K | BA-4/VT, Bucket adapters for 4 vacutainer adapters of 2-9 ml (set of 4 pcs.). Included 8-9 ml [16 x 100] vacutainer adapters, BN-16/100-16. | BA-4/RT, Bucket adapters for 4 round bottom centrifuge tubes of 10 ml (set of 4 pcs.) | Biosan | 1 | STK | STK | 410 | EUR | 2025-01-01 | 2025-12-31
6051749 | BS-040107-EK | LT-120, Laboratory Work desk, adjustable height. Work surface 1200 x 600 mm from chemically resistant HLP, thickness 25 mm. Adjustable height 625 - 1280 mm. Lifting capacity: 120 kg. | BA-4/VT, Bucket adapters for 4 vacutainer adapters of 2-9 ml (set of 4 pcs.). Included 8-9 ml [16 x 100] vacutainer adapters, BN-16/100-16. | Biosan | 1 | STK | STK | 570 | EUR | 2025-01-01 | 2025-12-31
6051750 | BS-040107-JK | LT-150, Laboratory Work desk, adjustable height. Work surface 1500 x 600 mm from chemically resistant HLP, thickness 25 mm. Adjustable height 625 - 1280 mm. Lifting capacity: 120 kg. | LT-120, Laboratory Work desk, adjustable height. Work surface 1200 x 600 mm from chemically resistant HLP, thickness 25 mm. Adjustable height 625 - 1280 mm. Lifting capacity: 120 kg. | Biosan | 1 | STK | STK | 600 | EUR | 2025-01-01 | 2025-12-31
6051751 | BS-040107-HK | LT-120, Laboratory Work desk, adjustable height. Work surface 1800 x 600 mm from chemically resistant HLP, thickness 25 mm. Adjustable height 625 - 1280 mm. Lifting capacity: 120 kg. | LT-150, Laboratory Work desk, adjustable height. Work surface 1500 x 600 mm from chemically resistant HLP, thickness 25 mm. Adjustable height 625 - 1280 mm. Lifting capacity: 120 kg. | Biosan | 1 | STK | STK | 650 | EUR | 2025-01-01 | 2025-12-31
6051752 | BS-040107-OK | Drawer with non slip silicone mat and soft close function. Can be mounted afterwards. | LT-120, Laboratory Work desk, adjustable height. Work surface 1800 x 600 mm from chemically resistant HLP, thickness 25 mm. Adjustable height 625 - 1280 mm. Lifting capacity: 120 kg. | Biosan | 1 | STK | STK | 125 | EUR | 2025-01-01 | 2025-12-31
6051753 | BS-040107-NK | Retractable socket block with blue LED (cylinder). Please, order with the table. | Drawer with non slip silicone mat and soft close function. Can be mounted afterwards. | Biosan | 1 | STK | STK | 285 | EUR | 2025-01-01 | 2025-12-31
6051755 | BS-050102-MK | Glass Test Tube 16x100mm, high borosilicate, PP Cap with silicone pad, Packing - 100 pcs/box | Remote grade 1 water dispenser | Biosan | 1 | STK | STK | 35.32 | EUR | 2025-01-01 | 2025-12-31
6051756 | BS-050102-NK | Glass Test Tube, 18x100mm, high borosilicate, PP Cap with silicone pad Packing - 100 pcs/box | Glass Test Tube 16x100mm, high borosilicate, PP Cap with silicone pad, Packing - 100 pcs/box | Biosan | 1 | STK | STK | 35.32 | EUR | 2025-01-01 | 2025-12-31
6051757 | BS-010526 | APL2, Single channel variable pipette 0,1-2,0 ul with volume lock | Glass Test Tube, 18x100mm, high borosilicate, PP Cap with silicone pad Packing - 100 pcs/box | Biosan | 1 | STK | STK | 175 | EUR | 2025-01-01 | 2025-12-31
6051758 | BS-010527 | APL10, Single channel variable pipette 0,5-10,0 ul with volume lock | APL2, Single channel variable pipette 0,1-2,0 ul with volume lock | Biosan | 1 | STK | STK | 175 | EUR | 2025-01-01 | 2025-12-31
6051759 | BS-010528 | APL20, Single channel variable pipette 2-20,0 ul with volume lock | APL10, Single channel variable pipette 0,5-10,0 ul with volume lock | Biosan | 1 | STK | STK | 175 | EUR | 2025-01-01 | 2025-12-31
6051760 | BS-010530 | APL100, Single channel variable pipette 10-100,0 ul with volume lock | APL20, Single channel variable pipette 2-20,0 ul with volume lock | Biosan | 1 | STK | STK | 175 | EUR | 2025-01-01 | 2025-12-31
6051761 | BS-010531 | APL200, Single channel variable pipette 20-200,0 ul with volume lock | APL100, Single channel variable pipette 10-100,0 ul with volume lock | Biosan | 1 | STK | STK | 175 | EUR | 2025-01-01 | 2025-12-31
6051762 | BS-010532 | APL1000, Single channel variable pipette 100-1000,0 ul with volume lock | APL200, Single channel variable pipette 20-200,0 ul with volume lock | Biosan | 1 | STK | STK | 175 | EUR | 2025-01-01 | 2025-12-31
6051763 | BS-010533 | APL5000, Single channel variable pipette 500-5000,0 ul with volume lock | APL1000, Single channel variable pipette 100-1000,0 ul with volume lock | Biosan | 1 | STK | STK | 175 | EUR | 2025-01-01 | 2025-12-31
6051764 | BS-010534 | APL10000, Single channel variable pipette 1000-10000,0 ul with volume lock | APL5000, Single channel variable pipette 500-5000,0 ul with volume lock | Biosan | 1 | STK | STK | 175 | EUR | 2025-01-01 | 2025-12-31
6051765 | BS-010535 | APL8-10, 8 - channel variable pipette 0,5-10,0 ul with volume lock | APL10000, Single channel variable pipette 1000-10000,0 ul with volume lock | Biosan | 1 | STK | STK | 515 | EUR | 2025-01-01 | 2025-12-31
6051766 | BS-010536 | APL8-50, 8 - channel variable pipette 5-50,0 ul with volume lock | APL8-10, 8 - channel variable pipette 0,5-10,0 ul with volume lock | Biosan | 1 | STK | STK | 515 | EUR | 2025-01-01 | 2025-12-31
6051767 | BS-010537 | APL8-200, 8 - channel variable pipette 20-200,0 ul with volume lock | APL8-50, 8 - channel variable pipette 5-50,0 ul with volume lock | Biosan | 1 | STK | STK | 515 | EUR | 2025-01-01 | 2025-12-31
6051768 | BS-010538 | APL8-300, 8 - channel variable pipette 50-300,0 ul with volume lock | APL8-200, 8 - channel variable pipette 20-200,0 ul with volume lock | Biosan | 1 | STK | STK | 515 | EUR | 2025-01-01 | 2025-12-31
6051769 | BS-010539 | APL12-10, 12 - channel variable pipette 0,5-10,0 ul with volume lock | APL8-300, 8 - channel variable pipette 50-300,0 ul with volume lock | Biosan | 1 | STK | STK | 660 | EUR | 2025-01-01 | 2025-12-31
6051770 | BS-010540 | APL12-50, 12 - channel variable pipette 5-50,0 ul with volume lock | APL12-10, 12 - channel variable pipette 0,5-10,0 ul with volume lock | Biosan | 1 | STK | STK | 660 | EUR | 2025-01-01 | 2025-12-31
6051771 | BS-010541 | APL12-200, 12 - channel variable pipette 20-200,0 ul with volume lock | APL12-50, 12 - channel variable pipette 5-50,0 ul with volume lock | Biosan | 1 | STK | STK | 660 | EUR | 2025-01-01 | 2025-12-31
6051772 | BS-010542 | APL12-300, 12 - channel variable pipette 50-300,0 ul with volume lock | APL12-200, 12 - channel variable pipette 20-200,0 ul with volume lock | Biosan | 1 | STK | STK | 660 | EUR | 2025-01-01 | 2025-12-31
6088803 | BS-010118-CК | Platform PRS-48 |  | Biosan | 1 | STK | STK | 100 | EUR | 2025-01-01 | 2025-12-31
6088804 | BS-000000-S27 | VIS lamp TLD 15W/830 |  | Biosan | 1 | STK | STK | 16 | EUR | 2025-01-01 | 2025-12-31
6088805 | BS-000000-S09 | UV lamp TUV 25W G13 UVC |  | Biosan | 1 | STK | STK | 33 | EUR | 2025-01-01 | 2025-12-31
6088806 | BS-040107-S05 | UV lamp TUV 30W G13 UVC |  | Biosan | 1 | STK | STK | 45 | EUR | 2025-01-01 | 2025-12-31
6088807 | BS-040107-S04 | VIS lamp TLD 30W-33 G13. |  | Biosan | 1 | STK | STK | 18 | EUR | 2025-01-01 | 2025-12-31
6088808 | BS-040120-S14 | FTA-2i Silicone tubing set (with adapters) |  | Biosan | 1 | STK | STK | 55 | EUR | 2025-01-01 | 2025-12-31
6088809 | BS-040120-S11 | Trap flask (2 L) with lid, cup insert + sensors |  | Biosan | 1 | STK | STK | 135 | EUR | 2025-01-01 | 2025-12-31
6088810 | BS-040120-S10 | Hydrophobic filter |  | Biosan | 1 | STK | STK | 14 | EUR | 2025-01-01 | 2025-12-31
6088811 | BS-010133-S12 | Gear set for Bio RS-24 or MR-1 |  | Biosan | 1 | STK | STK | 4 | EUR | 2025-01-01 | 2025-12-31
6088812 | BS-010201-S04 | Rotor fixing nut with eccentric for FV-2400 |  | Biosan | 1 | STK | STK | 8 | EUR | 2025-01-01 | 2025-12-31
6088813 | BS-010202-S12 | Vortex head assembly. |  | Biosan | 1 | STK | STK | 7 | EUR | 2025-01-01 | 2025-12-31
6088814 | BS-010205-S08 | Fixation nut for MSC-3000 or MSC-6000 |  | Biosan | 1 | STK | STK | 4 | EUR | 2025-01-01 | 2025-12-31
6088815 | BS-010210-S20 | Platform holder screw for MSV-3500 |  | Biosan | 1 | STK | STK | 2 | EUR | 2025-01-01 | 2025-12-31
6088816 | BS-010210-S10 | Rubber collar for MSV-3500 |  | Biosan | 1 | STK | STK | 3.5 | EUR | 2025-01-01 | 2025-12-31
6088817 | BS-010203-S06 | Vortex cup for V-1 plus |  | Biosan | 1 | STK | STK | 2.5 | EUR | 2025-01-01 | 2025-12-31
6088818 | BS-010203-S07 | Rubber collar for V-1 plus or V-32 |  | Biosan | 1 | STK | STK | 3.5 | EUR | 2025-01-01 | 2025-12-31
6088819 | BS-070104-RK | UV bulb 254 nm for LabAqua models |  | Biosan | 1 | STK | STK | 115 | EUR | 2025-01-01 | 2025-12-31
6088820 | 410222 | Filter set for BS-070104-KK (Carbon/PP, PP 1μm ) |  | Biosan | 1 | STK | STK | 47.6 | EUR | 2025-01-01 | 2025-12-31
6088821 | 410223 | Filter set for BS-070104-LK (Polyphosphate, Carbon/PP, PP 1μm ) |  | Biosan | 1 | STK | STK | 85 | EUR | 2025-01-01 | 2025-12-31
6088822 | C1G R | Refrigerated immersion cooler 0 to 40°C |  | Biosan | 1 | STK | STK | 2830.3 | EUR | 2025-01-01 | 2025-12-31
6088823 | C2G R | Refrigerated immersion cooler -15 to 40°C (not suitable for 5L or 12L tanks) |  | Biosan | 1 | STK | STK | 3102.5 | EUR | 2025-01-01 | 2025-12-31
6088824 | LT ecocool 100R | Energy efficient general purpose refrigerated heating circulating bath -20 to 100°C |  | Biosan | 1 | STK | STK | 4278.9 | EUR | 2025-01-01 | 2025-12-31
6088825 | LT ecocool 150R | Energy efficient advanced refrigerated heating circulating bath -25 to 150°C |  | Biosan | 1 | STK | STK | 5242.8 | EUR | 2025-01-01 | 2025-12-31
6088826 | LTC4R | Refrigerated heating circulating bath kit with tubing and clips -30 to 100°C, 20L includes drain & relay (as per TX150-R4) |  | Biosan | 1 | STK | STK | 9592 | EUR | 2025-01-01 | 2025-12-31
6088827 | R4 R | Refrigeration unit minimum temperature -30°C, 20L, includes drain, relay |  | Biosan | 1 | STK | STK | 7947.8 | EUR | 2025-01-01 | 2025-12-31
6088829 | CC26 R | Refrigerated immersion cooler for OLS26 |  | Biosan | 1 | STK | STK | 3079.3 | EUR | 2025-01-01 | 2025-12-31
6088830 | GRD1 LH | Bi-directional gradient plate for plant research and other applications, with integral light hood |  | Biosan | 1 | STK | STK | 59569 | EUR | 2025-01-01 | 2025-12-31
6297804 | BS-010117-KK | RP-8/50, Roller platform for 8x 50 ml tubes |  | Biosan | 1 | STK | STK | 95 | EUR | 2025-01-01 | 2025-12-31
6297805 | BS-010117-DK | RP-8/15, Roller platform for 8x 15 ml tubes |  | Biosan | 1 | STK | STK | 95 | EUR | 2025-01-01 | 2025-12-31
6297806 | BS-010176-SK | VP-8/5C, Block for 8 × 5 ml conical tubes |  | Biosan | 1 | STK | STK | 725 | EUR | 2025-01-01 | 2025-12-31
6297807 | BS-010176-GK | VP-4C, Block for4 × 50 ml conical tubes |  | Biosan | 1 | STK | STK | 725 | EUR | 2025-01-01 | 2025-12-31
6297808 | BS-010176-HK | VP-8/15C, Block for 8 × 15 ml conical tubes |  | Biosan | 1 | STK | STK | 725 | EUR | 2025-01-01 | 2025-12-31
6297809 | BS-010176-IK | VP-CV-20C, Block for 20 × 10 mm cuvettes |  | Biosan | 1 | STK | STK | 725 | EUR | 2025-01-01 | 2025-12-31
6297810 | BS-010176-JK | VP-32C, Block for 32 × 0.5 ml microtubes |  | Biosan | 1 | STK | STK | 725 | EUR | 2025-01-01 | 2025-12-31
6297811 | BS-010176-KK | VP-CL-24C, Block for 24 × 3.6–4.5 ml cryotubes |  | Biosan | 1 | STK | STK | 725 | EUR | 2025-01-01 | 2025-12-31
6297812 | BS-010176-LK | VP-CS-24C, Block for 24 × 1–1.8 ml cryotubes |  | Biosan | 1 | STK | STK | 725 | EUR | 2025-01-01 | 2025-12-31
6297813 | BS-010176-TK | VP-20C, Block for ø12 mm round bottom tubes |  | Biosan | 1 | STK | STK | 725 | EUR | 2025-01-01 | 2025-12-31
6297814 | BS-010175-SK | VP-8/5, Block for 8 × 5 ml conical tubes |  | Biosan | 1 | STK | STK | 315 | EUR | 2025-01-01 | 2025-12-31
6297815 | BS-010175-GK | VP-4, Block for 4 × 50 ml conical tubes |  | Biosan | 1 | STK | STK | 315 | EUR | 2025-01-01 | 2025-12-31
6297816 | BS-010175-HK | VP-8/15, Block for 8 × 15 ml conical tubes |  | Biosan | 1 | STK | STK | 315 | EUR | 2025-01-01 | 2025-12-31
6297817 | BS-010175-IK | VP-CV-20, Block for 20 × 10 mm cuvettes |  | Biosan | 1 | STK | STK | 315 | EUR | 2025-01-01 | 2025-12-31
6297818 | BS-010175-JK | VP-32, Block for 32 × 0.5 ml microtubes |  | Biosan | 1 | STK | STK | 315 | EUR | 2025-01-01 | 2025-12-31
6297819 | BS-010175-KK | VP-CL-24, Block for 24 × 3.6–4.5 ml cryotubes |  | Biosan | 1 | STK | STK | 315 | EUR | 2025-01-01 | 2025-12-31
6297820 | BS-010175-LK | VP-CS-24, Block for 24 × 1–1.8 ml cryotubes |  | Biosan | 1 | STK | STK | 315 | EUR | 2025-01-01 | 2025-12-31
6297821 | BS-010175-TK | VP-20, Block for ø12 mm round bottom tubes |  | Biosan | 1 | STK | STK | 315 | EUR | 2025-01-01 | 2025-12-31
6297822 | BS-010159-YK | B-PCR, block for one PCR plate (unskirted, semiskirted, skirted) |  | Biosan | 1 | STK | STK | 510 | EUR | 2025-01-01 | 2025-12-31
6297823 | BS-010204-A02 | MSC-2P, Minicentrifuge-Vortex for PCR plates (except full-skirted) |  | Biosan | 1 | STK | STK | 600 | EUR | 2025-01-01 | 2025-12-31
6297824 | BS-010218-AA1 | Microspin 12 plus, Laboratory centrifuge |  | Biosan | 1 | STK | STK | 1100 | EUR | 2025-01-01 | 2025-12-31
6297825 | BS-010218-AK | MSR-16, Rotor for two 8x0.2 ml PCR strips or 16x 0.2 ml PCR tubes, protection lid MSL-16 |  | Biosan | 1 | STK | STK | 280 | EUR | 2025-01-01 | 2025-12-31
6297826 | BS-070106-BK | Labaqua Bio first year consumable set for 2000l (Pre-filter, Deionization, 2x ultrafilter) |  | Biosan | 1 | STK | STK | 1320 | EUR | 2025-01-01 | 2025-12-31
6297827 | BS-070106-CK | Labaqua Bio second year consumable set for 2000l (2x Pre-filter, 2x Deionization, Polishing, 3x ultrafilter, UV bulbs) |  | Biosan | 1 | STK | STK | 2740 | EUR | 2025-01-01 | 2025-12-31
6297828 | BS-070110-BK | Labaqua HPLC first year consumable set for 2000l (Pre-filter, Deionization, microfilter) |  | Biosan | 1 | STK | STK | 520 | EUR | 2025-01-01 | 2025-12-31
6297829 | BS-070110-CK | Labaqua HPLC second year consumable set for 2000l (2x Pre-filter, 2x Deionization, Polishing, 2x microfilter, UV bulb) |  | Biosan | 1 | STK | STK | 1380 | EUR | 2025-01-01 | 2025-12-31
6297830 | BS-070105-BK | Labaqua Trace first year consumable set for 2000l (Pre-filter, Deionization, microfilter) |  | Biosan | 1 | STK | STK | 520 | EUR | 2025-01-01 | 2025-12-31
6297831 | BS-070105-CK | Labaqua Trace second year consumable set for 2000l (2x Pre-filter, 2x Deionization, Polishing, 2x microfilter) |  | Biosan | 1 | STK | STK | 1280 | EUR | 2025-01-01 | 2025-12-31
6297832 | BS-070110-AK | Remote grade 1 water dispenser |  | Biosan | 1 | STK | STK | 1280 | EUR | 2025-01-01 | 2025-12-31
6297833 | BS-010543 | Kit contains 4 single channel pipettes (APL10, APL20, APL200, APL1000), a 4 place stand and demo tips (1 of each: 10 ul, 200 ul, 1000 ul). |  | Biosan | 1 | STK | STK | 640 | EUR | 2025-01-01 | 2025-12-31
6297834 | BS-010544 | Kit contains 4 single channel pipettes (APL10, APL100, APL1000, APL5000), a 4 place stand and demo tips (1 of each: 10 ul, 200 ul, 1xbag of 5000 ul (10 samples)). |  | Biosan | 1 | STK | STK | 640 | EUR | 2025-01-01 | 2025-12-31
6297835 | BS-010174-BK | Stacking kit for 2 x CTR-6 |  | Biosan | 1 | STK | STK | 140 | EUR | 2025-01-01 | 2025-12-31
6297836 | BS-010174-CK | Stacking kit for 3 x CTR-6 |  | Biosan | 1 | STK | STK | 210 | EUR | 2025-01-01 | 2025-12-31
6297837 | BS-010601-AK | MagSorb-16, Magnetic Rack for Manual Nucleic Acid Extraction (w/out racks) |  | Biosan | 1 | STK | STK | 280 | EUR | 2025-01-01 | 2025-12-31
9000620 | IQOQ LT ecocool 100R | IQOQ documentation for LT ecocool 100 |  | Biosan | 1 | STK | STK | 571.2 | EUR | 2025-01-01 | 2025-12-31
9000621 | PQ LT ecocool 100R | PQ documentation for LT ecocool 100 |  | Biosan | 1 | STK | STK | 282.5 | EUR | 2025-01-01 | 2025-12-31
9000622 | IQOQ LT ecocool 150R | IQOQ documentation for LT ecocool 150 |  | Biosan | 1 | STK | STK | 571.2 | EUR | 2025-01-01 | 2025-12-31
9000623 | PQ LT ecocool 150R | PQ documentation for LT ecocool 150 |  | Biosan | 1 | STK | STK | 282.5 | EUR | 2025-01-01 | 2025-12-31
9000624 | IQOQ R4R | IQOQ documentation for R4 |  | Biosan | 1 | STK | STK | 571.2 | EUR | 2025-01-01 | 2025-12-31
9000625 | PQ R4R | PQ documentation for R4 |  | Biosan | 1 | STK | STK | 282.5 | EUR | 2025-01-01 | 2025-12-31
9000893 | BS-010204-BK | IQOQ documentation for MSC-2P |  | Biosan | 1 | STK | STK | 110 | EUR | 2025-01-01 | 2025-12-31
9000894 | BS-010204-AK | PQ documentation for MSC-2P |  | Biosan | 1 | STK | STK | 200 | EUR | 2025-01-01 | 2025-12-31
9000896 | BS-050109-BK | IQOQ documentation for DEN-600 |  | Biosan | 1 | STK | STK | 200 | EUR | 2025-01-01 | 2025-12-31
9000897 | BS-050109-CK | PQ documentation for DEN-600 |  | Biosan | 1 | STK | STK | 110 | EUR | 2025-01-01 | 2025-12-31
9000898 | BS-010173-AK | IQOQ documentation for ES-20/80C |  | Biosan | 1 | STK | STK | 200 | EUR | 2025-01-01 | 2025-12-31
9000899 | BS-010173-BK | PQ documentation for ES-20/80C |  | Biosan | 1 | STK | STK | 110 | EUR | 2025-01-01 | 2025-12-31
9000900 | BS-010172-AK | IQOQ documentation for CPS-20 |  | Biosan | 1 | STK | STK | 200 | EUR | 2025-01-01 | 2025-12-31
9000901 | BS-010172-BK | PQ documentation for CPS-20 |  | Biosan | 1 | STK | STK | 110 | EUR | 2025-01-01 | 2025-12-31
9000902 | BS-010158-FK | IQOQ documentation for RTS-1 |  | Biosan | 1 | STK | STK | 380 | EUR | 2025-01-01 | 2025-12-31
9000903 | BS-010158-KK | PQ documentation for RTS-1 |  | Biosan | 1 | STK | STK | 200 | EUR | 2025-01-01 | 2025-12-31
9000904 | BS-010168-AK | IQOQ documentation for RTS-8 |  | Biosan | 1 | STK | STK | 465 | EUR | 2025-01-01 | 2025-12-31
9000905 | BS-010168-BK | PQ documentation for RTS-8 |  | Biosan | 1 | STK | STK | 290 | EUR | 2025-01-01 | 2025-12-31
9000906 | BS-010170-BK | IQOQ documentation for RTS-8 Plus |  | Biosan | 1 | STK | STK | 465 | EUR | 2025-01-01 | 2025-12-31
9000907 | BS-010170-CK | PQ documentation for RTS-8 Plus |  | Biosan | 1 | STK | STK | 290 | EUR | 2025-01-01 | 2025-12-31
9000908 | BS-010417-AK | IQOQ documentation for DB-10C |  | Biosan | 1 | STK | STK | 200 | EUR | 2025-01-01 | 2025-12-31
9000909 | BS-010420-BK | IQOQ documentation for DB-4S |  | Biosan | 1 | STK | STK | 200 | EUR | 2025-01-01 | 2025-12-31
9000910 | BS-010218-BK | IQOQ documentation for Microspin 12 plus |  | Biosan | 1 | STK | STK | 200 | EUR | 2025-01-01 | 2025-12-31
9000911 | BS-010218-CK | PQ documentation for Microspin 12 plus |  | Biosan | 1 | STK | STK | 110 | EUR | 2025-01-01 | 2025-12-31